## Dashboard
SMR vs alternatives — digital-twin financial model (Stalowa Wola, BWRX-300)
AM R&D / EnergyScope · real PLN 2026 · hourly dispatch from the Python twin (smrtwin) · all formulas live
Assumption case | CENTRAL | LOW = every parameter at its low value (cheap SMR AND low prices); use Input to mix cases.
Case index (1 = LOW, 2 = CENTRAL, 3 = HIGH) | 2
Key results by scenario (selected case)
Scenario | NPV post-tax (m PLN) | IRR post-tax | LCOE (PLN/MWh) | Levelised revenue (PLN/MWh) | Avg capacity factor | Local gov. revenue (m PLN/op-yr) | CfD/support PV (m PLN) | Break-even strike / premium (PLN/MWh)
SMR · CfD (two-way, PEJ template) | 501.5466 | 5.259% | 487.9431 | 533.5771 | 91.18% | 78.3999 | 5501.49 | 120.8483
SMR · fixed price = last-12-month average spot | -821.1593 | 4.594% | 479.3567 | 483.39 | 93.71% | 78.0946 | 0 | 26.4745
SMR · merchant, dynamic 50–100 % dispatch | -5904.5069 | 2.808% | 629.4075 | 401.9501 | 88.97% | 63.9146 | 0 | 291.5137
CCGT 1+1 ~300 MW · merchant dynamic | -1718.6727 | n/a | 958.89 | 633.1719 | 17.19% | 6.0622 | 0 | 402.1211
OCGT 2×150 MW · merchant dynamic | -998.1767 | n/a | 1857.9693 | 1060.5848 | 3.727% | 2.5685 | 0 | 984.4254
Gas engines 4×76.5 MW · merchant dynamic | -221.9475 | -26.47% | 1098.9469 | 797.0314 | 9.656% | 0.79741 | 0 | 373.4293
Break-even column: for the CfD sheet = strike (EUR/MWh) at which NPV = 0 (pre-tax exact / post-tax approximated as linear in strike); for other sheets = constant PLN/MWh premium on all output needed for NPV = 0.
'Alternative cost' reading: NPV of a merchant asset = value of its output at market prices − its full cost, i.e. minus the net cost to the system of building it instead of buying from the market.
Key figures by year — selected case (m PLN)
Year | 2030 | 2035 | 2040 | 2045 | 2050 | 2055 | 2060 | 2065 | 2070
SMR · CfD (two-way, PEJ template) — post-tax FCF | -1948.2073 | 818.7569 | 885.3584 | 840.376 | 785.0144 | 745.2705 | 729.197 | 769.0043 | 729.2079
SMR · CfD (two-way, PEJ template) — revenue | 0 | 1331.9653 | 1317.9867 | 1317.9955 | 1374.4562 | 1318.0599 | 1318.1157 | 1374.5809 | 1318.1292
SMR · CfD (two-way, PEJ template) — local gov. revenue | 1.354 | 47.6974 | 47.6974 | 60.9562 | 91.7547 | 89.007 | 93.7641 | 96.5162 | 93.7648
SMR · fixed price = last-12-month average spot — post-tax FCF | -1948.2073 | 681.4456 | 748.7413 | 716.7349 | 730.8008 | 634.5542 | 618.4267 | 653.4698 | 618.4267
SMR · fixed price = last-12-month average spot — revenue | 0 | 1194.128 | 1181.5985 | 1181.5985 | 1232.2385 | 1181.5985 | 1181.5985 | 1232.2385 | 1181.5985
SMR · fixed price = last-12-month average spot — local gov. revenue | 1.354 | 47.6974 | 47.6974 | 57.1309 | 65.7363 | 81.3526 | 86.1059 | 88.5286 | 86.1059
SMR · merchant, dynamic 50–100 % dispatch — post-tax FCF | -1948.2073 | 473.065 | 514.5391 | 493.8848 | 491.7898 | 457.8666 | 449.7651 | 483.9928 | 409.1457
SMR · merchant, dynamic 50–100 % dispatch — revenue | 0 | 979.1302 | 939.6469 | 927.4953 | 960.0276 | 915.1942 | 915.0535 | 960.1367 | 915.0443
SMR · merchant, dynamic 50–100 % dispatch — local gov. revenue | 1.354 | 47.6974 | 47.6974 | 50.2361 | 58.3415 | 57.292 | 59.6675 | 60.7264 | 71.6371
CCGT 1+1 ~300 MW · merchant dynamic — post-tax FCF | -245.625 | 17.2635 | 1.8122 | -1.3408 | -4.1868 | -3.7376 | -96.212 | 0 | 0
CCGT 1+1 ~300 MW · merchant dynamic — revenue | 0 | 359.6757 | 273.2316 | 255.7896 | 246.7895 | 249.2292 | 256.7432 | 0 | 0
CCGT 1+1 ~300 MW · merchant dynamic — local gov. revenue | 0.17474 | 6.0622 | 6.0622 | 6.0622 | 6.0622 | 6.0622 | 6.0622 | 0 | 0
OCGT 2×150 MW · merchant dynamic — post-tax FCF | -675 | 9.6454 | 4.9058 | 3.6831 | 2.5665 | 2.5691 | -48.4119 | 0 | 0
OCGT 2×150 MW · merchant dynamic — revenue | 0 | 121.1586 | 103.1999 | 99.2674 | 95.5884 | 95.5714 | 95.7821 | 0 | 0
OCGT 2×150 MW · merchant dynamic — local gov. revenue | 0.62905 | 2.5685 | 2.5685 | 2.5685 | 2.5685 | 2.5685 | 2.5685 | 0 | 0
Gas engines 4×76.5 MW · merchant dynamic — post-tax FCF | -179.28 | 6.9244 | 4.6756 | 4.1876 | 3.5671 | -9.9261 | 0 | 0 | 0
Gas engines 4×76.5 MW · merchant dynamic — revenue | 0 | 56.5399 | 46.0027 | 44.4681 | 42.6139 | 43.0596 | 0 | 0 | 0
Gas engines 4×76.5 MW · merchant dynamic — local gov. revenue | 0.15097 | 0.77718 | 0.77718 | 0.77718 | 0.82283 | 0.77718 | 0 | 0 | 0

## Input
Input
Blue = hard-coded assumption (edit LOW / CENTRAL / HIGH); green-shaded column H = value selected by the case switch on Dashboard!C4. Money in real PLN, 2026 price level.
# | Parameter | Unit | LOW | CENTRAL | HIGH | Selected | Source / note
1. Model set-up
| Price base year (real terms) | year | 2026 | 2026 | 2026 | 2026 | All money real PLN at 2026 level
| EUR/PLN | PLN | 4.3633 | 4.3633 | 4.3633 | 4.3633 | NBP table A mid, 18 Sep 2026 (4.3633)
| USD/PLN | PLN | 3.7998 | 3.7998 | 3.7998 | 3.7998 | NBP table A mid, 18 Sep 2026
| Hours per year | h | 8760 | 8760 | 8760 | 8760
2. Macro and cost of capital
| Real post-tax WACC — SMR with CfD | % | 4% | 5% | 6.5% | 5% | PEJ EC decision (OJ C 2025/1389) Table 1: nominal 6–8 % with aid; deflated at 2.5 % CPI
| Real post-tax WACC — SMR merchant | % | 6% | 7% | 8.5% | 7% | PEJ Table 1 without aid: 8.5–10.5 % nominal
| Real post-tax WACC — gas | % | 6% | 7% | 8.5% | 7% | Ministry of Climate LCOE note 7 % real (70 % debt @6 %, 30 % equity @9.5 %)
| CPI long run (memo, for nominal conversions) | % | 2.5% | 2.5% | 2.5% | 2.5% | NBP target 2.5 %
3. Market — Polish day-ahead market (TGE RDN / SDAC), gas, CO2, capacity
| Reference year mean day-ahead price (Sep 2025–Aug 2026, hourly PSE/TGE data) | PLN/MWh | 483.39 | 483.39 | 483.39 | 483.39 | PSE csdac-pln API, 8,760 hourly values; TGE 2025 vol.-weighted 446.30
| Fixed price for SMR-fixed scenario (= reference mean unless overridden) | PLN/MWh | 483.39 | 483.39 | 483.39 | 483.39 | Scenario S1b: 'average spot over the last year'
| Capacity-market price (successor mechanism, if any) | PLN/kW-yr | 0 | 0 | 400 | 0 | 2030 main auction cleared 465.02 PLN/kW-yr (URE, 11 Dec 2025); no auction exists for delivery ≥2031 → 0 in base
| Capacity contract length | years | 17 | 17 | 17 | 17 | 17 y new low-emission; 15 y new gas
| De-rating factor nuclear (KWD) | # | 0.9383 | 0.9383 | 0.9383 | 0.9383 | Dz.U. 2025 poz. 1066 (2030 auction parameters)
| De-rating factor CCGT | # | 0.9315 | 0.9315 | 0.9315 | 0.9315 | same
| De-rating factor OCGT / engines | # | 0.9328 | 0.9328 | 0.9328 | 0.9328 | same
| Balancing-capacity revenue CCGT | PLN/kW-yr | 0 | 15 | 40 | 15 | aFRR/mFRR 2025 ~180 PLN/MW/h falling to 50–90 by 2027; low contracted share
| Balancing-capacity revenue OCGT / engines | PLN/kW-yr | 10 | 40 | 120 | 40 | mFRR/RR from standstill
| CO2 emission factor natural gas | t/MWh_th | 0.2006 | 0.2006 | 0.2006 | 0.2006 | KOBiZE 2025 ETS factor 55.73 kg/GJ
| URE licence fee (share of revenue) | % | 0.5% | 0.5% | 0.5% | 0.5% | Proposal from 2027: 0.5 % uncapped (current 0.05 %, cap 2.5 m PLN)
| Annual mean day-ahead price path (real 2026) | PLN/MWh |  |  |  |  | 2027–29 TGE BASE_Y forwards (Aug-2026 VWAP 495.5/444.5/420.1); 2030+ judgement bridging TGE 2029 and PEJ counterfactual; hourly shape from the twin | 2027 | 2028 | 2029 | 2030 | 2031 | 2032 | 2033 | 2034 | 2035 | 2036 | 2037 | 2038 | 2039 | 2040 | 2041 | 2042 | 2043 | 2044 | 2045 | 2046 | 2047 | 2048 | 2049 | 2050 | 2051 | 2052 | 2053 | 2054 | 2055 | 2056 | 2057 | 2058 | 2059 | 2060 | 2061 | 2062 | 2063 | 2064 | 2065 | 2066 | 2067 | 2068 | 2069 | 2070 | 2071 | 2072 | 2073 | 2074 | 2075 | 2076 | 2077 | 2078 | 2079 | 2080 | 2081 | 2082 | 2083 | 2084 | 2085 | 2086 | 2087 | 2088 | 2089 | 2090 | 2091 | 2092 | 2093 | 2094 | 2095 | 2096
| LOW | [6 empty] | 440 | 380 | 350 | 320 | 316 | 312 | 308 | 304 | 300 | 298 | 296 | 294 | 292 | 290 | 289 | 288 | 287 | 286 | 285 | 284 | 283 | 282 | 281 | 280 | 280 | 280 | 280 | 280 | 280 | 280 | 280 | 280 | 280 | 280 | 280 | 280 | 280 | 280 | 280 | 280 | 280 | 280 | 280 | 280 | 280 | 280 | 280 | 280 | 280 | 280 | 280 | 280 | 280 | 280 | 280 | 280 | 280 | 280 | 280 | 280 | 280 | 280 | 280 | 280 | 280 | 280 | 280 | 280 | 280 | 280
| CENTRAL | [6 empty] | 496 | 445 | 420 | 410 | 408 | 406 | 404 | 402 | 400 | 398 | 396 | 394 | 392 | 390 | 389 | 388 | 387 | 386 | 385 | 384 | 383 | 382 | 381 | 380 | 380 | 380 | 380 | 380 | 380 | 380 | 380 | 380 | 380 | 380 | 380 | 380 | 380 | 380 | 380 | 380 | 380 | 380 | 380 | 380 | 380 | 380 | 380 | 380 | 380 | 380 | 380 | 380 | 380 | 380 | 380 | 380 | 380 | 380 | 380 | 380 | 380 | 380 | 380 | 380 | 380 | 380 | 380 | 380 | 380 | 380
| HIGH | [6 empty] | 590 | 520 | 480 | 470 | 472 | 474 | 476 | 478 | 480 | 484 | 488 | 492 | 496 | 500 | 502 | 504 | 506 | 508 | 510 | 512 | 514 | 516 | 518 | 520 | 520 | 520 | 520 | 520 | 520 | 520 | 520 | 520 | 520 | 520 | 520 | 520 | 520 | 520 | 520 | 520 | 520 | 520 | 520 | 520 | 520 | 520 | 520 | 520 | 520 | 520 | 520 | 520 | 520 | 520 | 520 | 520 | 520 | 520 | 520 | 520 | 520 | 520 | 520 | 520 | 520 | 520 | 520 | 520 | 520 | 520
| Selected | [6 empty] | 496 | 445 | 420 | 410 | 408 | 406 | 404 | 402 | 400 | 398 | 396 | 394 | 392 | 390 | 389 | 388 | 387 | 386 | 385 | 384 | 383 | 382 | 381 | 380 | 380 | 380 | 380 | 380 | 380 | 380 | 380 | 380 | 380 | 380 | 380 | 380 | 380 | 380 | 380 | 380 | 380 | 380 | 380 | 380 | 380 | 380 | 380 | 380 | 380 | 380 | 380 | 380 | 380 | 380 | 380 | 380 | 380 | 380 | 380 | 380 | 380 | 380 | 380 | 380 | 380 | 380 | 380 | 380 | 380 | 380
| Gas price at PL virtual point (real 2026) | PLN/MWh_th |  |  |  |  | TGE GAS_BASE_Y-27 Aug-2026 214.20; TTF forward proxy 38/33/31 EUR + 4 EUR PL premium | 2027 | 2028 | 2029 | 2030 | 2031 | 2032 | 2033 | 2034 | 2035 | 2036 | 2037 | 2038 | 2039 | 2040 | 2041 | 2042 | 2043 | 2044 | 2045 | 2046 | 2047 | 2048 | 2049 | 2050 | 2051 | 2052 | 2053 | 2054 | 2055 | 2056 | 2057 | 2058 | 2059 | 2060 | 2061 | 2062 | 2063 | 2064 | 2065 | 2066 | 2067 | 2068 | 2069 | 2070 | 2071 | 2072 | 2073 | 2074 | 2075 | 2076 | 2077 | 2078 | 2079 | 2080 | 2081 | 2082 | 2083 | 2084 | 2085 | 2086 | 2087 | 2088 | 2089 | 2090 | 2091 | 2092 | 2093 | 2094 | 2095 | 2096
| LOW | [6 empty] | 180 | 130 | 115 | 110 | 110 | 110 | 110 | 110 | 110 | 110 | 110 | 110 | 110 | 110 | 110 | 110 | 110 | 110 | 110 | 110 | 110 | 110 | 110 | 110 | 110 | 110 | 110 | 110 | 110 | 110 | 110 | 110 | 110 | 110 | 110 | 110 | 110 | 110 | 110 | 110 | 110 | 110 | 110 | 110 | 110 | 110 | 110 | 110 | 110 | 110 | 110 | 110 | 110 | 110 | 110 | 110 | 110 | 110 | 110 | 110 | 110 | 110 | 110 | 110 | 110 | 110 | 110 | 110 | 110 | 110
| CENTRAL | [6 empty] | 214 | 165 | 145 | 135 | 135 | 135 | 135 | 135 | 135 | 135 | 135 | 135 | 135 | 135 | 135 | 135 | 135 | 135 | 135 | 135 | 135 | 135 | 135 | 135 | 135 | 135 | 135 | 135 | 135 | 135 | 135 | 135 | 135 | 135 | 135 | 135 | 135 | 135 | 135 | 135 | 135 | 135 | 135 | 135 | 135 | 135 | 135 | 135 | 135 | 135 | 135 | 135 | 135 | 135 | 135 | 135 | 135 | 135 | 135 | 135 | 135 | 135 | 135 | 135 | 135 | 135 | 135 | 135 | 135 | 135
| HIGH | [6 empty] | 290 | 200 | 185 | 175 | 175 | 175 | 175 | 175 | 175 | 175 | 175 | 175 | 175 | 175 | 175 | 175 | 175 | 175 | 175 | 175 | 175 | 175 | 175 | 175 | 175 | 175 | 175 | 175 | 175 | 175 | 175 | 175 | 175 | 175 | 175 | 175 | 175 | 175 | 175 | 175 | 175 | 175 | 175 | 175 | 175 | 175 | 175 | 175 | 175 | 175 | 175 | 175 | 175 | 175 | 175 | 175 | 175 | 175 | 175 | 175 | 175 | 175 | 175 | 175 | 175 | 175 | 175 | 175 | 175 | 175
| Selected | [6 empty] | 214 | 165 | 145 | 135 | 135 | 135 | 135 | 135 | 135 | 135 | 135 | 135 | 135 | 135 | 135 | 135 | 135 | 135 | 135 | 135 | 135 | 135 | 135 | 135 | 135 | 135 | 135 | 135 | 135 | 135 | 135 | 135 | 135 | 135 | 135 | 135 | 135 | 135 | 135 | 135 | 135 | 135 | 135 | 135 | 135 | 135 | 135 | 135 | 135 | 135 | 135 | 135 | 135 | 135 | 135 | 135 | 135 | 135 | 135 | 135 | 135 | 135 | 135 | 135 | 135 | 135 | 135 | 135 | 135 | 135
| EUA price (real 2026) | EUR/t |  |  |  |  | Spot 86.9 EUR/t (18 Sep 2026); Reuters poll 2027 93; consensus 2030 126 (80–147) | 2027 | 2028 | 2029 | 2030 | 2031 | 2032 | 2033 | 2034 | 2035 | 2036 | 2037 | 2038 | 2039 | 2040 | 2041 | 2042 | 2043 | 2044 | 2045 | 2046 | 2047 | 2048 | 2049 | 2050 | 2051 | 2052 | 2053 | 2054 | 2055 | 2056 | 2057 | 2058 | 2059 | 2060 | 2061 | 2062 | 2063 | 2064 | 2065 | 2066 | 2067 | 2068 | 2069 | 2070 | 2071 | 2072 | 2073 | 2074 | 2075 | 2076 | 2077 | 2078 | 2079 | 2080 | 2081 | 2082 | 2083 | 2084 | 2085 | 2086 | 2087 | 2088 | 2089 | 2090 | 2091 | 2092 | 2093 | 2094 | 2095 | 2096
| LOW | [6 empty] | 70 | 73.3333 | 76.6667 | 80 | 82 | 84 | 86 | 88 | 90 | 90 | 90 | 90 | 90 | 90 | 90 | 90 | 90 | 90 | 90 | 90 | 90 | 90 | 90 | 90 | 90 | 90 | 90 | 90 | 90 | 90 | 90 | 90 | 90 | 90 | 90 | 90 | 90 | 90 | 90 | 90 | 90 | 90 | 90 | 90 | 90 | 90 | 90 | 90 | 90 | 90 | 90 | 90 | 90 | 90 | 90 | 90 | 90 | 90 | 90 | 90 | 90 | 90 | 90 | 90 | 90 | 90 | 90 | 90 | 90 | 90
| CENTRAL | [6 empty] | 90 | 98.3333 | 106.6667 | 115 | 120 | 125 | 130 | 135 | 140 | 142 | 144 | 146 | 148 | 150 | 150 | 150 | 150 | 150 | 150 | 150 | 150 | 150 | 150 | 150 | 150 | 150 | 150 | 150 | 150 | 150 | 150 | 150 | 150 | 150 | 150 | 150 | 150 | 150 | 150 | 150 | 150 | 150 | 150 | 150 | 150 | 150 | 150 | 150 | 150 | 150 | 150 | 150 | 150 | 150 | 150 | 150 | 150 | 150 | 150 | 150 | 150 | 150 | 150 | 150 | 150 | 150 | 150 | 150 | 150 | 150
| HIGH | [6 empty] | 105 | 118.3333 | 131.6667 | 145 | 156 | 167 | 178 | 189 | 200 | 204 | 208 | 212 | 216 | 220 | 220 | 220 | 220 | 220 | 220 | 220 | 220 | 220 | 220 | 220 | 220 | 220 | 220 | 220 | 220 | 220 | 220 | 220 | 220 | 220 | 220 | 220 | 220 | 220 | 220 | 220 | 220 | 220 | 220 | 220 | 220 | 220 | 220 | 220 | 220 | 220 | 220 | 220 | 220 | 220 | 220 | 220 | 220 | 220 | 220 | 220 | 220 | 220 | 220 | 220 | 220 | 220 | 220 | 220 | 220 | 220
| Selected | [6 empty] | 90 | 98.3333 | 106.6667 | 115 | 120 | 125 | 130 | 135 | 140 | 142 | 144 | 146 | 148 | 150 | 150 | 150 | 150 | 150 | 150 | 150 | 150 | 150 | 150 | 150 | 150 | 150 | 150 | 150 | 150 | 150 | 150 | 150 | 150 | 150 | 150 | 150 | 150 | 150 | 150 | 150 | 150 | 150 | 150 | 150 | 150 | 150 | 150 | 150 | 150 | 150 | 150 | 150 | 150 | 150 | 150 | 150 | 150 | 150 | 150 | 150 | 150 | 150 | 150 | 150 | 150 | 150 | 150 | 150 | 150 | 150
4. SMR — GE Vernova Hitachi BWRX-300 (one 300 MWe unit at a 4-unit site)
| Net capacity | MW | 285 | 300 | 300 | 300 | GE 'up to 300 MWe'; IAEA ARIS 270–290 net; closed-loop cooling penalty in low
| Overnight cost, all-in (EPC + owner's + contingency + site share), excl. IDC | PLN/kW | 28000 | 38000 | 55000 | 38000 | Darlington unit-1 core excl. common/IDC ≈36,200 PLN/kW (OEB EB-2025-0297); MIT ANP-201 FOAK 14,000 $/kW; INL 2024 SMR 5,500–10,000 $/kW; OSGE ~2 bn EUR/unit; central = mid-fleet unit with 9.5 % learning
| Construction duration (first structural concrete → COD) | years | 4 | 5 | 6 | 5 | Darlington ~53–66 months; NREL ATB 2025 43/55/71 months
| Commercial operation date | year | 2035 | 2035 | 2035 | 2035 | Stalowa Wola = OSGE site 3/4; fleet first unit Włocławek 2032; transboundary EIA started Jun 2026
| Operating life | years | 60 | 60 | 60 | 60 | GE design life 60 y
| Pre-development (licensing, EIA, FEED, PAA fees) | m PLN | 300 | 500 | 900 | 500 | OPG 105 m CAD preliminary + 521 m CAD definition phase; PAA fees 6.9 m PLN
| First core (capitalised) | m PLN | 450 | 550 | 700 | 550 | 44 tU × ~3,300 USD/kgU (U3O8 96.5 $/lb LT, SWU 183 $, conv 55.5 $, fab 350 $)
| Grid connection (unit share) | m PLN | 60 | 125 | 200 | 125 | Proxy 150–400 m PLN for 4-unit site; PSE conditions exist for Stawy Monowskie only
| Fixed O&M (staff, insurance, materials, contractors, regulatory) | PLN/kW-yr | 400 | 520 | 820 | 520 | INL 2024 Adv/Mod/Cons 118/136/216 $/kW-yr; EIA AEO2025 124; Lazard 136–158
| Single-unit-phase FOM multiplier (first years before units 2–4) | × | 1.3 | 1.5 | 1.8 | 1.5 | INL multi-unit O&M multiplier 0.5–0.7; MIT 38.7 vs 28.2 $/MWh
| Years operated as single unit | years | 3 | 3 | 3 | 3 | assumption
| Staff | FTE | 120 | 180 | 250 | 180 | GEH claim ~75; NRC-style ~0.3 FTE/MW; PEJ 860 for 3.75 GW
| Loaded cost per FTE | k PLN/yr | 200 | 290 | 380 | 290 | GUS energy sector 14.3k PLN/month; nuclear specialists 20–25k ×1.2 employer overhead
| Nuclear fuel (front end) | PLN/MWh | 23 | 31 | 40 | 31 | Own build-up: 3.4 %/49.5 GWd/t; U3O8 70/96.5/130 $/lb; SWU 150/183/220; INL 10–12 $/MWh incl. disposal
| Variable O&M (non-fuel) | PLN/MWh | 8 | 11 | 15 | 11 | INL 2.2–2.8 $/MWh; EIA 3.23; Lazard 4.4–5.15
| Decommissioning & spent-fuel fund (statutory) | PLN/MWh | 17.16 | 26 | 35 | 26 | Dz.U. 2012 poz. 1213: 17.16 PLN/MWh, unindexed since 2012; central = CPI-indexed equivalent
| Sustaining capex (treated as annual fixed at 90 % CF) | PLN/MWh | 15 | 25 | 40 | 25 | NEI US fleet 8.8–13.6 $/MWh; MIT 6.25
| Share of capex taxable as 'budowle' (2 % property tax) | % | 8% | 20% | 40% | 20% | Post-2025 definitions (Dz.U. 2024 poz. 1757): only construction parts; untested for nuclear
| Host-gmina share of property tax | % | 50% | 50% | 50% | 50% | Art. 50 nuclear investment act: 50 % passed to bordering gminas
| Load-following capability loss (dynamic / CfD dispatch) | % | 0% | 1.2% | 2% | 1.2% | NEA 2011: French fleet 1.2–2 % UCF
| Load-following FOM uplift | % | 0% | 1% | 2% | 1% | NEA 2011 'slight increase'; IAEA NP-T-3.23
| CfD strike price | EUR/MWh | 115 | 125 | 135 | 125 | Brief 115–135; OSGE public statements 125–145 (Oct 2025); fleet avg ~120; ME calls ~125 'relatively high'
| CfD tenor | years | 40 | 40 | 40 | 40 | PEJ precedent: 60 requested → 40 approved
| Peak construction workforce (unit) | FTE | 1500 | 1500 | 1500 | 1500 | Darlington ~2,500 for 4 units
| Tax depreciation split — buildings 2.5 % | % | 20% | 20% | 20% | 20% | KŚT group 1
| Tax depreciation split — structures 4.5 % | % | 15% | 15% | 15% | 15% | KŚT group 2
| Tax depreciation split — reactor 14 % | % | 25% | 25% | 25% | 25% | KŚT 349 nuclear reactors
| Tax depreciation split — turbine/BOP 7 % | % | 30% | 30% | 30% | 30% | KŚT group 3
| Tax depreciation split — devices 10 % | % | 10% | 10% | 10% | 10% | KŚT group 4/6
5. Gas — common
| Gas plant COD | year | 2031 | 2031 | 2031 | 2031 | Turbine lead times 3–5 y; order 2027 → COD 2031
| Property tax rate on budowle | % | 2% | 2% | 2% | 2% | 2 % of initial value
| Grid connection proxy | PLN/kW | 350 | 350 | 350 | 350 | 400 kV bay/line share 50–150 m PLN per 300 MW
| End-of-life demolition provision (share of overnight) | % | 5% | 5% | 5% | 5% | assumption
| Peak construction workforce per 300 MW | FTE | 300 | 300 | 300 | 300 | assumption
6. Gas — CCGT 1+1 F-class, ~300 MW
| Net capacity (portfolio) | MW | 300 | 300 | 300 | 300
| All-in capex (EPC + owner's costs) | PLN/kW | 4800 | 6200 | 8500 | 6200 | Polish 2025 EPC 4,800–5,500 PLN/kW for 560–1,340 MW (Kozienice, Gdańsk, Grudziądz II) +15–20 % scale penalty; Lazard-high/GridLab $2,000–2,600/kW
| Construction duration | years | 3 | 4 | 5 | 4 | DESNZ 2.2/3.0/3.2; Polish reality 4–5 y
| Operating life | years | 30 | 30 | 30 | 30 | DESNZ 20/25/30; Lazard 30
| Net efficiency at full load (LHV) | % | 55% | 57% | 60% | 57% | 300 MW-class scale penalty vs 63–64 % H-class; Grudziądz >61 %; EC Stalowa Wola 57.4–60 %
| Fixed O&M incl. LTSA fixed fee | PLN/kW-yr | 70 | 100 | 130 | 100 | EIA/Lazard/DESNZ; Dolna Odra LTSA ≈61 PLN/kW-yr
| Variable O&M incl. hours-based LTSA | PLN/MWh | 12 | 16 | 22 | 16 | Lazard 2.75–5 $/MWh; DESNZ £4.44
| Gas transmission exit-capacity booking (Gaz-System) | PLN/kW-yr | 58 | 58 | 58 | 58 | Tariff 19 exit ≈0.381 gr/(kWh/h)/h annual firm; peakers book monthly/daily products
| Staff | FTE | 45 | 60 | 80 | 60 | EC Stalowa Wola ~60 FTE for 450 MW CHP
| Loaded cost per FTE | k PLN/yr | 150 | 200 | 260 | 200 | GUS energy sector
| Share of capex taxable as budowle | % | 15% | 15% | 15% | 15% | structures, foundations, stacks, pipelines
| Tax depreciation split — buildings 2.5 % | % | 15% | 15% | 15% | 15%
| Tax depreciation split — structures 4.5 % | % | 10% | 10% | 10% | 10%
| Tax depreciation split — turbines/boilers 7 % | % | 60% | 60% | 60% | 60% | KŚT group 3 (engines 14 % — conservatively 7 %)
| Tax depreciation split — devices 10 % | % | 15% | 15% | 15% | 15%
7. Gas — OCGT frame peakers, 2 × 150 MW
| Net capacity (portfolio) | MW | 300 | 300 | 300 | 300
| All-in capex (EPC + owner's costs) | PLN/kW | 2000 | 3400 | 5800 | 3400 | DESNZ 2025 £361/kW; EIA $791/kW; PGE HL-class OCGT ~5,900 PLN/kW incl. 12-y LTSA
| Construction duration | years | 2 | 2 | 3 | 2 | DESNZ 2.2/3.0/3.2; Polish reality 4–5 y
| Operating life | years | 30 | 30 | 30 | 30 | DESNZ 20/25/30; Lazard 30
| Net efficiency at full load (LHV) | % | 36% | 39% | 43% | 39% | DESNZ 38.9 %; EIA 41.3 %; GE 9HA SC 44 %
| Fixed O&M incl. LTSA fixed fee | PLN/kW-yr | 30 | 55 | 85 | 55 | EIA/Lazard/DESNZ; Dolna Odra LTSA ≈61 PLN/kW-yr
| Variable O&M incl. hours-based LTSA | PLN/MWh | 15 | 20 | 30 | 20 | Lazard 2.75–5 $/MWh; DESNZ £4.44
| Gas transmission exit-capacity booking (Gaz-System) | PLN/kW-yr | 35 | 35 | 35 | 35 | Tariff 19 exit ≈0.381 gr/(kWh/h)/h annual firm; peakers book monthly/daily products
| Staff | FTE | 10 | 15 | 20 | 15 | EC Stalowa Wola ~60 FTE for 450 MW CHP | 2027: 20
| Loaded cost per FTE | k PLN/yr | 150 | 200 | 260 | 200 | GUS energy sector
| Share of capex taxable as budowle | % | 12% | 12% | 12% | 12% | structures, foundations, stacks, pipelines
| Tax depreciation split — buildings 2.5 % | % | 10% | 10% | 10% | 10%
| Tax depreciation split — structures 4.5 % | % | 10% | 10% | 10% | 10%
| Tax depreciation split — turbines/boilers 7 % | % | 65% | 65% | 65% | 65% | KŚT group 3 (engines 14 % — conservatively 7 %)
| Tax depreciation split — devices 10 % | % | 15% | 15% | 15% | 15%
8. Gas — Gas engines, 4 blocks × 76.5 MW (≈17 × 18 MW)
| Net capacity (portfolio) | MW | 72 | 72 | 72 | 72
| All-in capex (EPC + owner's costs) | PLN/kW | 2700 | 3800 | 5000 | 3800 | DESNZ £529/kW; PGE Kraków/Gdynia CHP engines 7,600–8,900 PLN/kWe (upper bound)
| Construction duration | years | 1 | 2 | 2 | 2 | DESNZ 2.2/3.0/3.2; Polish reality 4–5 y
| Operating life | years | 25 | 25 | 25 | 25 | DESNZ 20/25/30; Lazard 30
| Net efficiency at full load (LHV) | % | 45% | 48% | 50% | 48% | Wärtsilä 50DF 49.4 %, 31SG >50 %; DESNZ 44.6 %
| Fixed O&M incl. LTSA fixed fee | PLN/kW-yr | 55 | 75 | 95 | 75 | EIA/Lazard/DESNZ; Dolna Odra LTSA ≈61 PLN/kW-yr
| Variable O&M incl. hours-based LTSA | PLN/MWh | 25 | 32 | 40 | 32 | Lazard 2.75–5 $/MWh; DESNZ £4.44
| Gas transmission exit-capacity booking (Gaz-System) | PLN/kW-yr | 35 | 35 | 35 | 35 | Tariff 19 exit ≈0.381 gr/(kWh/h)/h annual firm; peakers book monthly/daily products
| Staff | FTE | 10 | 15 | 20 | 15 | EC Stalowa Wola ~60 FTE for 450 MW CHP | 2027: 20; 2028: 10; 2029: 15; 2030: 20; 2031: 10; 2032: 15; 2033: 20
| Loaded cost per FTE | k PLN/yr | 150 | 200 | 260 | 200 | GUS energy sector
| Share of capex taxable as budowle | % | 12% | 12% | 12% | 12% | structures, foundations, stacks, pipelines
| Tax depreciation split — buildings 2.5 % | % | 10% | 10% | 10% | 10%
| Tax depreciation split — structures 4.5 % | % | 10% | 10% | 10% | 10%
| Tax depreciation split — turbines/boilers 7 % | % | 65% | 65% | 65% | 65% | KŚT group 3 (engines 14 % — conservatively 7 %)
| Tax depreciation split — devices 10 % | % | 15% | 15% | 15% | 15%
9. Taxes and local-government revenue (2025 JST revenue system)
| CIT rate | % | 19% | 19% | 19% | 19% | 19 %
| Tax depreciation rate — buildings | %/yr | 2.5% | 2.5% | 2.5% | 2.5% | KŚT annex 1 CIT
| Tax depreciation rate — structures | %/yr | 4.5% | 4.5% | 4.5% | 4.5%
| Tax depreciation rate — nuclear reactor (KŚT 349) | %/yr | 14% | 14% | 14% | 14%
| Tax depreciation rate — turbines / boilers / power machinery | %/yr | 7% | 7% | 7% | 7%
| Tax depreciation rate — technical devices | %/yr | 10% | 10% | 10% | 10%
| Gmina share of taxpayers' CIT income | % | 1.6% | 1.6% | 1.6% | 1.6% | Ustawa o dochodach JST (Dz.U. 2024 poz. 1572): shares of INCOME, not tax
| Powiat share of CIT income | % | 1.7% | 1.7% | 1.7% | 1.7%
| Województwo share of CIT income | % | 2.3% | 2.3% | 2.3% | 2.3%
| Gmina share of residents' PIT income | % | 7% | 7% | 7% | 7% | gmina 7.0 % (city with powiat rights 8.6 %)
| Powiat share of PIT income | % | 2% | 2% | 2% | 2%
| Województwo share of PIT income | % | 0.35% | 0.35% | 0.35% | 0.35%
| Employee ZUS share | % | 13.71% | 13.71% | 13.71% | 13.71% | 9.76+1.5+2.45 %
| Employer ZUS share | % | 20.48% | 20.48% | 20.48% | 20.48% | ≈20.48 %
| PIT bracket threshold | PLN | 120000 | 120000 | 120000 | 120000 | 12 % / 32 %
| PIT lower rate | % | 12% | 12% | 12% | 12%
| PIT upper rate | % | 32% | 32% | 32% | 32%
| PIT tax-reducing amount | PLN | 3600 | 3600 | 3600 | 3600 | 30,000 PLN tax-free
| Share of plant staff resident in host gmina | % | 60% | 60% | 60% | 60% | assumption
| Construction worker gross salary | PLN/month | 9000 | 9000 | 9000 | 9000 | assumption
| Construction workers resident in gmina | % | 25% | 25% | 25% | 25% | assumption

## Twin
Twin — outputs of the hourly digital-twin dispatch (Python: smrtwin), per operating year k
cf = capacity factor; capture = generation-weighted price ÷ annual mean price; cfd_ref = generation-weighted CfD reference (daily TGeBase) ÷ annual mean; heat = MWh_th per MWh_e incl. no-load & start fuel; start = start costs (wear) PLN/MWh_e; fuel_ratio = SMR fuel cost ÷ (energy × fuel price). Re-generate with `python build_excel.py` after `python run_all.py`.
| operating year k → | 1 | 2 | 3 | 4 | 5 | 6 | 7 | 8 | 9 | 10 | 11 | 12 | 13 | 14 | 15 | 16 | 17 | 18 | 19 | 20 | 21 | 22 | 23 | 24 | 25 | 26 | 27 | 28 | 29 | 30 | 31 | 32 | 33 | 34 | 35 | 36 | 37 | 38 | 39 | 40 | 41 | 42 | 43 | 44 | 45 | 46 | 47 | 48 | 49 | 50 | 51 | 52 | 53 | 54 | 55 | 56 | 57 | 58 | 59 | 60
SMR · CfD (two-way, PEJ template)
cf · low |  | 0.94934 | 0.9181 | 0.9181 | 0.97931 | 0.94709 | 0.94709 | 0.97931 | 0.94709 | 0.94709 | 0.91219 | 0.94709 | 0.94709 | 0.97931 | 0.94709 | 0.94709 | 0.97931 | 0.94709 | 0.94709 | 0.97931 | 0.89876 | 0.94709 | 0.97931 | 0.94709 | 0.94709 | 0.97931 | 0.94709 | 0.94709 | 0.97931 | 0.94709 | 0.89876 | 0.97931 | 0.94709 | 0.94709 | 0.97931 | 0.94709 | 0.94709 | 0.97931 | 0.94706 | 0.94706 | 0.91216 | 0.91141 | 0.9114 | 0.94352 | 0.9113 | 0.9112 | 0.94342 | 0.9111 | 0.91107 | 0.94327 | 0.86269 | 0.91093 | 0.94315 | 0.91089 | 0.91087 | 0.94309 | 0.91085 | 0.91078 | 0.943 | 0.91074 | 0.86238
cf · central |  | 0.92593 | 0.88779 | 0.88779 | 0.95559 | 0.91623 | 0.91625 | 0.95563 | 0.91623 | 0.91626 | 0.89 | 0.91628 | 0.91628 | 0.95564 | 0.9163 | 0.91635 | 0.9557 | 0.91627 | 0.91627 | 0.95563 | 0.87686 | 0.91627 | 0.95561 | 0.91623 | 0.9162 | 0.95559 | 0.9162 | 0.9162 | 0.95559 | 0.9162 | 0.87682 | 0.95559 | 0.9162 | 0.9162 | 0.95559 | 0.9162 | 0.9162 | 0.95559 | 0.9162 | 0.9162 | 0.88994 | 0.88226 | 0.88226 | 0.92165 | 0.88226 | 0.88226 | 0.92165 | 0.88226 | 0.88226 | 0.92165 | 0.84288 | 0.88226 | 0.92165 | 0.88226 | 0.88226 | 0.92165 | 0.88226 | 0.88226 | 0.92165 | 0.88226 | 0.84288
cf · high |  | 0.8977 | 0.84808 | 0.84784 | 0.92633 | 0.87517 | 0.8749 | 0.92574 | 0.87452 | 0.87425 | 0.86139 | 0.87363 | 0.87333 | 0.92418 | 0.87307 | 0.87299 | 0.92393 | 0.87292 | 0.87292 | 0.92393 | 0.84741 | 0.87292 | 0.92393 | 0.87292 | 0.87292 | 0.92393 | 0.87292 | 0.87292 | 0.92393 | 0.87292 | 0.84741 | 0.92393 | 0.87292 | 0.87292 | 0.92393 | 0.87292 | 0.87292 | 0.92393 | 0.87292 | 0.87292 | 0.86016 | 0.8458 | 0.8458 | 0.89681 | 0.8458 | 0.8458 | 0.89681 | 0.8458 | 0.8458 | 0.89681 | 0.82029 | 0.8458 | 0.89681 | 0.8458 | 0.8458 | 0.89681 | 0.8458 | 0.8458 | 0.89681 | 0.8458 | 0.82029
cf · selected |  | 0.92593 | 0.88779 | 0.88779 | 0.95559 | 0.91623 | 0.91625 | 0.95563 | 0.91623 | 0.91626 | 0.89 | 0.91628 | 0.91628 | 0.95564 | 0.9163 | 0.91635 | 0.9557 | 0.91627 | 0.91627 | 0.95563 | 0.87686 | 0.91627 | 0.95561 | 0.91623 | 0.9162 | 0.95559 | 0.9162 | 0.9162 | 0.95559 | 0.9162 | 0.87682 | 0.95559 | 0.9162 | 0.9162 | 0.95559 | 0.9162 | 0.9162 | 0.95559 | 0.9162 | 0.9162 | 0.88994 | 0.88226 | 0.88226 | 0.92165 | 0.88226 | 0.88226 | 0.92165 | 0.88226 | 0.88226 | 0.92165 | 0.84288 | 0.88226 | 0.92165 | 0.88226 | 0.88226 | 0.92165 | 0.88226 | 0.88226 | 0.92165 | 0.88226 | 0.84288
capture · low |  | 1.0024 | 0.99699 | 0.99699 | 1.0024 | 0.99697 | 0.99696 | 1.0024 | 0.99695 | 0.99694 | 0.99702 | 0.99692 | 0.99691 | 1.0025 | 0.9969 | 0.99689 | 1.0025 | 0.99687 | 0.99686 | 1.0025 | 0.99886 | 0.99684 | 1.0025 | 0.99682 | 0.99681 | 1.0026 | 0.9968 | 0.99679 | 1.0026 | 0.99677 | 0.99851 | 1.0026 | 0.99675 | 0.99674 | 1.0026 | 0.99672 | 0.99671 | 1.0026 | 0.99679 | 0.99678 | 0.99629 | 1.037 | 1.037 | 1.0419 | 1.037 | 1.0371 | 1.0421 | 1.0372 | 1.0373 | 1.0422 | 1.0408 | 1.0374 | 1.0424 | 1.0374 | 1.0374 | 1.0425 | 1.0375 | 1.0375 | 1.0426 | 1.0376 | 1.0409
capture · central |  | 1.0043 | 0.99916 | 0.99913 | 1.0043 | 0.99904 | 0.99899 | 1.0043 | 0.99897 | 0.99893 | 0.99843 | 0.99889 | 0.99887 | 1.0045 | 0.99888 | 0.99875 | 1.0045 | 0.99887 | 0.9989 | 1.0047 | 1 | 0.99887 | 1.0048 | 0.9989 | 0.99893 | 1.0049 | 0.99889 | 0.99887 | 1.005 | 0.99887 | 0.9997 | 1.005 | 0.99887 | 0.99887 | 1.005 | 0.99887 | 0.99887 | 1.005 | 0.99887 | 0.99887 | 0.99789 | 1.0386 | 1.0386 | 1.0432 | 1.0386 | 1.0386 | 1.0432 | 1.0386 | 1.0386 | 1.0432 | 1.0413 | 1.0386 | 1.0432 | 1.0386 | 1.0386 | 1.0432 | 1.0386 | 1.0386 | 1.0432 | 1.0386 | 1.0413
capture · high |  | 1.0058 | 1.0002 | 1.0005 | 1.0067 | 1.0008 | 1.0011 | 1.0074 | 1.0014 | 1.0016 | 1.0018 | 1.0022 | 1.0025 | 1.0092 | 1.0027 | 1.0027 | 1.0095 | 1.0027 | 1.0027 | 1.0095 | 1.0046 | 1.0027 | 1.0095 | 1.0027 | 1.0027 | 1.0095 | 1.0027 | 1.0027 | 1.0095 | 1.0027 | 1.0046 | 1.0095 | 1.0027 | 1.0027 | 1.0095 | 1.0027 | 1.0027 | 1.0095 | 1.0027 | 1.0027 | 1.0028 | 1.0367 | 1.0367 | 1.0417 | 1.0367 | 1.0367 | 1.0417 | 1.0367 | 1.0367 | 1.0417 | 1.0397 | 1.0367 | 1.0417 | 1.0367 | 1.0367 | 1.0417 | 1.0367 | 1.0367 | 1.0417 | 1.0367 | 1.0397
capture · selected |  | 1.0043 | 0.99916 | 0.99913 | 1.0043 | 0.99904 | 0.99899 | 1.0043 | 0.99897 | 0.99893 | 0.99843 | 0.99889 | 0.99887 | 1.0045 | 0.99888 | 0.99875 | 1.0045 | 0.99887 | 0.9989 | 1.0047 | 1 | 0.99887 | 1.0048 | 0.9989 | 0.99893 | 1.0049 | 0.99889 | 0.99887 | 1.005 | 0.99887 | 0.9997 | 1.005 | 0.99887 | 0.99887 | 1.005 | 0.99887 | 0.99887 | 1.005 | 0.99887 | 0.99887 | 0.99789 | 1.0386 | 1.0386 | 1.0432 | 1.0386 | 1.0386 | 1.0432 | 1.0386 | 1.0386 | 1.0432 | 1.0413 | 1.0386 | 1.0432 | 1.0386 | 1.0386 | 1.0432 | 1.0386 | 1.0386 | 1.0432 | 1.0386 | 1.0413
cfd_ref · low |  | 1.0006 | 0.99517 | 0.99515 | 1.0006 | 0.99512 | 0.99511 | 1.0007 | 0.99508 | 0.99507 | 0.99508 | 0.99504 | 0.99503 | 1.0007 | 0.995 | 0.99498 | 1.0007 | 0.99496 | 0.99494 | 1.0007 | 0.99683 | 0.9949 | 1.0007 | 0.99487 | 0.99486 | 1.0007 | 0.99483 | 0.99481 | 1.0007 | 0.99479 | 0.99641 | 1.0007 | 0.99474 | 0.99473 | 1.0007 | 0.9947 | 0.99469 | 1.0007 | 0.99469 | 0.99468 | 0.99411 | 1 | 1 | 1 | 1 | 1 | 1 | 1 | 1 | 1 | 1 | 1 | 1 | 1 | 1 | 1 | 1 | 1 | 1 | 1 | 1
cfd_ref · central |  | 0.99941 | 0.99405 | 0.99401 | 0.99949 | 0.99404 | 0.994 | 0.99951 | 0.99393 | 0.99391 | 0.99324 | 0.99387 | 0.99384 | 0.9996 | 0.99384 | 0.99377 | 0.99966 | 0.99376 | 0.99377 | 0.99973 | 0.99461 | 0.99369 | 0.99979 | 0.99364 | 0.99363 | 0.99982 | 0.99355 | 0.99352 | 0.99982 | 0.99352 | 0.9941 | 0.99982 | 0.99352 | 0.99352 | 0.99982 | 0.99352 | 0.99352 | 0.99982 | 0.99352 | 0.99352 | 0.99238 | 1 | 1 | 1 | 1 | 1 | 1 | 1 | 1 | 1 | 1 | 1 | 1 | 1 | 1 | 1 | 1 | 1 | 1 | 1 | 1
cfd_ref · high |  | 0.99934 | 0.99306 | 0.99299 | 0.99944 | 0.99291 | 0.99281 | 0.9994 | 0.99266 | 0.99256 | 0.99245 | 0.9923 | 0.99224 | 0.99933 | 0.99208 | 0.99197 | 0.9993 | 0.99193 | 0.99193 | 0.9993 | 0.9935 | 0.99193 | 0.9993 | 0.99193 | 0.99193 | 0.9993 | 0.99193 | 0.99193 | 0.9993 | 0.99193 | 0.9935 | 0.9993 | 0.99193 | 0.99193 | 0.9993 | 0.99193 | 0.99193 | 0.9993 | 0.99193 | 0.99193 | 0.99178 | 1 | 1 | 1 | 1 | 1 | 1 | 1 | 1 | 1 | 1 | 1 | 1 | 1 | 1 | 1 | 1 | 1 | 1 | 1 | 1
cfd_ref · selected |  | 0.99941 | 0.99405 | 0.99401 | 0.99949 | 0.99404 | 0.994 | 0.99951 | 0.99393 | 0.99391 | 0.99324 | 0.99387 | 0.99384 | 0.9996 | 0.99384 | 0.99377 | 0.99966 | 0.99376 | 0.99377 | 0.99973 | 0.99461 | 0.99369 | 0.99979 | 0.99364 | 0.99363 | 0.99982 | 0.99355 | 0.99352 | 0.99982 | 0.99352 | 0.9941 | 0.99982 | 0.99352 | 0.99352 | 0.99982 | 0.99352 | 0.99352 | 0.99982 | 0.99352 | 0.99352 | 0.99238 | 1 | 1 | 1 | 1 | 1 | 1 | 1 | 1 | 1 | 1 | 1 | 1 | 1 | 1 | 1 | 1 | 1 | 1 | 1 | 1
fuel_ratio · low |  | 1 | 1 | 1 | 1 | 1 | 1 | 1 | 1 | 1 | 1 | 1 | 1 | 1 | 1 | 1 | 1 | 1 | 1 | 1 | 1 | 1 | 1 | 1 | 1 | 1 | 1 | 1 | 1 | 1 | 1 | 1 | 1 | 1 | 1 | 1 | 1 | 1 | 1 | 1 | 1 | 1.0021 | 1.0021 | 1.002 | 1.0021 | 1.0021 | 1.002 | 1.0021 | 1.0021 | 1.002 | 1.0022 | 1.0021 | 1.002 | 1.0021 | 1.0021 | 1.002 | 1.0021 | 1.0021 | 1.002 | 1.0021 | 1.0022
fuel_ratio · central |  | 1.0002 | 1.0002 | 1.0002 | 1.0001 | 1.0002 | 1.0002 | 1.0001 | 1.0002 | 1.0002 | 1.0002 | 1.0001 | 1.0001 | 1.0001 | 1.0001 | 1.0001 | 1.0001 | 1.0001 | 1.0001 | 1.0001 | 1.0002 | 1.0001 | 1.0001 | 1.0002 | 1.0002 | 1.0001 | 1.0002 | 1.0002 | 1.0001 | 1.0002 | 1.0002 | 1.0001 | 1.0002 | 1.0002 | 1.0001 | 1.0002 | 1.0002 | 1.0001 | 1.0002 | 1.0002 | 1.0002 | 1.002 | 1.002 | 1.0019 | 1.002 | 1.002 | 1.0019 | 1.002 | 1.002 | 1.0019 | 1.0021 | 1.002 | 1.0019 | 1.002 | 1.002 | 1.0019 | 1.002 | 1.002 | 1.0019 | 1.002 | 1.0021
fuel_ratio · high |  | 1.0002 | 1.0002 | 1.0003 | 1.0003 | 1.0003 | 1.0003 | 1.0003 | 1.0003 | 1.0003 | 1.0003 | 1.0004 | 1.0004 | 1.0004 | 1.0004 | 1.0004 | 1.0004 | 1.0004 | 1.0004 | 1.0004 | 1.0004 | 1.0004 | 1.0004 | 1.0004 | 1.0004 | 1.0004 | 1.0004 | 1.0004 | 1.0004 | 1.0004 | 1.0004 | 1.0004 | 1.0004 | 1.0004 | 1.0004 | 1.0004 | 1.0004 | 1.0004 | 1.0004 | 1.0004 | 1.0004 | 1.002 | 1.002 | 1.0018 | 1.002 | 1.002 | 1.0018 | 1.002 | 1.002 | 1.0018 | 1.002 | 1.002 | 1.0018 | 1.002 | 1.002 | 1.0018 | 1.002 | 1.002 | 1.0018 | 1.002 | 1.002
fuel_ratio · selected |  | 1.0002 | 1.0002 | 1.0002 | 1.0001 | 1.0002 | 1.0002 | 1.0001 | 1.0002 | 1.0002 | 1.0002 | 1.0001 | 1.0001 | 1.0001 | 1.0001 | 1.0001 | 1.0001 | 1.0001 | 1.0001 | 1.0001 | 1.0002 | 1.0001 | 1.0001 | 1.0002 | 1.0002 | 1.0001 | 1.0002 | 1.0002 | 1.0001 | 1.0002 | 1.0002 | 1.0001 | 1.0002 | 1.0002 | 1.0001 | 1.0002 | 1.0002 | 1.0001 | 1.0002 | 1.0002 | 1.0002 | 1.002 | 1.002 | 1.0019 | 1.002 | 1.002 | 1.0019 | 1.002 | 1.002 | 1.0019 | 1.0021 | 1.002 | 1.0019 | 1.002 | 1.002 | 1.0019 | 1.002 | 1.002 | 1.0019 | 1.002 | 1.0021
SMR · fixed price = last-12-month average spot
cf · low |  | 0.95 | 0.91877 | 0.91877 | 0.98 | 0.94778 | 0.94778 | 0.98 | 0.94778 | 0.94778 | 0.91288 | 0.94778 | 0.94778 | 0.98 | 0.94778 | 0.94778 | 0.98 | 0.94778 | 0.94778 | 0.98 | 0.89945 | 0.94778 | 0.98 | 0.94778 | 0.94778 | 0.98 | 0.94778 | 0.94778 | 0.98 | 0.94778 | 0.89945 | 0.98 | 0.94778 | 0.94778 | 0.98 | 0.94778 | 0.94778 | 0.98 | 0.94778 | 0.94778 | 0.91288 | 0.94778 | 0.94778 | 0.98 | 0.94778 | 0.94778 | 0.98 | 0.94778 | 0.94778 | 0.98 | 0.89945 | 0.94778 | 0.98 | 0.94778 | 0.94778 | 0.98 | 0.94778 | 0.94778 | 0.98 | 0.94778 | 0.89945
cf · central |  | 0.94 | 0.90137 | 0.90137 | 0.97 | 0.93014 | 0.93014 | 0.97 | 0.93014 | 0.93014 | 0.90356 | 0.93014 | 0.93014 | 0.97 | 0.93014 | 0.93014 | 0.97 | 0.93014 | 0.93014 | 0.97 | 0.89027 | 0.93014 | 0.97 | 0.93014 | 0.93014 | 0.97 | 0.93014 | 0.93014 | 0.97 | 0.93014 | 0.89027 | 0.97 | 0.93014 | 0.93014 | 0.97 | 0.93014 | 0.93014 | 0.97 | 0.93014 | 0.93014 | 0.90356 | 0.93014 | 0.93014 | 0.97 | 0.93014 | 0.93014 | 0.97 | 0.93014 | 0.93014 | 0.97 | 0.89027 | 0.93014 | 0.97 | 0.93014 | 0.93014 | 0.97 | 0.93014 | 0.93014 | 0.97 | 0.93014 | 0.89027
cf · high |  | 0.92 | 0.86959 | 0.86959 | 0.95 | 0.89795 | 0.89795 | 0.95 | 0.89795 | 0.89795 | 0.88493 | 0.89795 | 0.89795 | 0.95 | 0.89795 | 0.89795 | 0.95 | 0.89795 | 0.89795 | 0.95 | 0.87192 | 0.89795 | 0.95 | 0.89795 | 0.89795 | 0.95 | 0.89795 | 0.89795 | 0.95 | 0.89795 | 0.87192 | 0.95 | 0.89795 | 0.89795 | 0.95 | 0.89795 | 0.89795 | 0.95 | 0.89795 | 0.89795 | 0.88493 | 0.89795 | 0.89795 | 0.95 | 0.89795 | 0.89795 | 0.95 | 0.89795 | 0.89795 | 0.95 | 0.87192 | 0.89795 | 0.95 | 0.89795 | 0.89795 | 0.95 | 0.89795 | 0.89795 | 0.95 | 0.89795 | 0.87192
cf · selected |  | 0.94 | 0.90137 | 0.90137 | 0.97 | 0.93014 | 0.93014 | 0.97 | 0.93014 | 0.93014 | 0.90356 | 0.93014 | 0.93014 | 0.97 | 0.93014 | 0.93014 | 0.97 | 0.93014 | 0.93014 | 0.97 | 0.89027 | 0.93014 | 0.97 | 0.93014 | 0.93014 | 0.97 | 0.93014 | 0.93014 | 0.97 | 0.93014 | 0.89027 | 0.97 | 0.93014 | 0.93014 | 0.97 | 0.93014 | 0.93014 | 0.97 | 0.93014 | 0.93014 | 0.90356 | 0.93014 | 0.93014 | 0.97 | 0.93014 | 0.93014 | 0.97 | 0.93014 | 0.93014 | 0.97 | 0.89027 | 0.93014 | 0.97 | 0.93014 | 0.93014 | 0.97 | 0.93014 | 0.93014 | 0.97 | 0.93014 | 0.89027
fuel_ratio · low | bar: 1 to 60
fuel_ratio · central | bar: 1 to 60
fuel_ratio · high | bar: 1 to 60
fuel_ratio · selected | bar: 1 to 60
SMR · merchant, dynamic 50–100 % dispatch
cf · low |  | 0.9162 | 0.88492 | 0.88477 | 0.94494 | 0.91265 | 0.91262 | 0.94484 | 0.91255 | 0.91252 | 0.87752 | 0.91235 | 0.91226 | 0.94445 | 0.91214 | 0.91209 | 0.94421 | 0.91199 | 0.91199 | 0.94416 | 0.86352 | 0.91185 | 0.94407 | 0.91181 | 0.91181 | 0.94404 | 0.91176 | 0.91169 | 0.94387 | 0.91165 | 0.86333 | 0.94384 | 0.91162 | 0.91162 | 0.94384 | 0.91162 | 0.91159 | 0.94373 | 0.91151 | 0.91149 | 0.87655 | 0.91141 | 0.9114 | 0.94352 | 0.9113 | 0.9112 | 0.94342 | 0.9111 | 0.91107 | 0.94327 | 0.86269 | 0.91093 | 0.94315 | 0.91089 | 0.91087 | 0.94309 | 0.91085 | 0.91078 | 0.943 | 0.91074 | 0.86238
cf · central |  | 0.89515 | 0.85688 | 0.85677 | 0.92356 | 0.88414 | 0.88404 | 0.92342 | 0.88396 | 0.88393 | 0.85757 | 0.88375 | 0.88367 | 0.92298 | 0.8836 | 0.88336 | 0.92271 | 0.88309 | 0.88299 | 0.92234 | 0.84348 | 0.88283 | 0.92201 | 0.88246 | 0.88246 | 0.92179 | 0.88227 | 0.88226 | 0.92165 | 0.88226 | 0.84288 | 0.92165 | 0.88226 | 0.88226 | 0.92165 | 0.88226 | 0.88226 | 0.92165 | 0.88226 | 0.88226 | 0.85601 | 0.88226 | 0.88226 | 0.92165 | 0.88226 | 0.88226 | 0.92165 | 0.88226 | 0.88226 | 0.92165 | 0.84288 | 0.88226 | 0.92165 | 0.88226 | 0.88226 | 0.92165 | 0.88226 | 0.88226 | 0.92165 | 0.88226 | 0.84288
cf · high |  | 0.86843 | 0.81906 | 0.8191 | 0.89707 | 0.84595 | 0.84598 | 0.89693 | 0.84589 | 0.84583 | 0.83306 | 0.84581 | 0.84581 | 0.89682 | 0.84578 | 0.84575 | 0.89681 | 0.8458 | 0.8458 | 0.89681 | 0.82029 | 0.8458 | 0.89681 | 0.8458 | 0.8458 | 0.89681 | 0.8458 | 0.8458 | 0.89681 | 0.8458 | 0.82029 | 0.89681 | 0.8458 | 0.8458 | 0.89681 | 0.8458 | 0.8458 | 0.89681 | 0.8458 | 0.8458 | 0.83305 | 0.8458 | 0.8458 | 0.89681 | 0.8458 | 0.8458 | 0.89681 | 0.8458 | 0.8458 | 0.89681 | 0.82029 | 0.8458 | 0.89681 | 0.8458 | 0.8458 | 0.89681 | 0.8458 | 0.8458 | 0.89681 | 0.8458 | 0.82029
cf · selected |  | 0.89515 | 0.85688 | 0.85677 | 0.92356 | 0.88414 | 0.88404 | 0.92342 | 0.88396 | 0.88393 | 0.85757 | 0.88375 | 0.88367 | 0.92298 | 0.8836 | 0.88336 | 0.92271 | 0.88309 | 0.88299 | 0.92234 | 0.84348 | 0.88283 | 0.92201 | 0.88246 | 0.88246 | 0.92179 | 0.88227 | 0.88226 | 0.92165 | 0.88226 | 0.84288 | 0.92165 | 0.88226 | 0.88226 | 0.92165 | 0.88226 | 0.88226 | 0.92165 | 0.88226 | 0.88226 | 0.85601 | 0.88226 | 0.88226 | 0.92165 | 0.88226 | 0.88226 | 0.92165 | 0.88226 | 0.88226 | 0.92165 | 0.84288 | 0.88226 | 0.92165 | 0.88226 | 0.88226 | 0.92165 | 0.88226 | 0.88226 | 0.92165 | 0.88226 | 0.84288
capture · low |  | 1.0399 | 1.0357 | 1.0358 | 1.0401 | 1.0358 | 1.0359 | 1.0402 | 1.0359 | 1.0359 | 1.0377 | 1.0361 | 1.0362 | 1.0407 | 1.0363 | 1.0363 | 1.0409 | 1.0364 | 1.0364 | 1.041 | 1.0409 | 1.0366 | 1.0411 | 1.0366 | 1.0366 | 1.0412 | 1.0366 | 1.0367 | 1.0414 | 1.0367 | 1.0408 | 1.0415 | 1.0368 | 1.0368 | 1.0415 | 1.0368 | 1.0368 | 1.0416 | 1.0369 | 1.0369 | 1.038 | 1.037 | 1.037 | 1.0419 | 1.037 | 1.0371 | 1.0421 | 1.0372 | 1.0373 | 1.0422 | 1.0408 | 1.0374 | 1.0424 | 1.0374 | 1.0374 | 1.0425 | 1.0375 | 1.0375 | 1.0426 | 1.0376 | 1.0409
capture · central |  | 1.0405 | 1.037 | 1.0371 | 1.0407 | 1.037 | 1.0371 | 1.0409 | 1.0371 | 1.0371 | 1.0379 | 1.0373 | 1.0373 | 1.0415 | 1.0374 | 1.0376 | 1.0419 | 1.0379 | 1.0379 | 1.0423 | 1.0411 | 1.0381 | 1.0427 | 1.0384 | 1.0384 | 1.043 | 1.0386 | 1.0386 | 1.0432 | 1.0386 | 1.0413 | 1.0432 | 1.0386 | 1.0386 | 1.0432 | 1.0386 | 1.0386 | 1.0432 | 1.0386 | 1.0386 | 1.0388 | 1.0386 | 1.0386 | 1.0432 | 1.0386 | 1.0386 | 1.0432 | 1.0386 | 1.0386 | 1.0432 | 1.0413 | 1.0386 | 1.0432 | 1.0386 | 1.0386 | 1.0432 | 1.0386 | 1.0386 | 1.0432 | 1.0386 | 1.0413
capture · high |  | 1.0412 | 1.0373 | 1.0372 | 1.041 | 1.0369 | 1.0369 | 1.0413 | 1.0369 | 1.0369 | 1.0375 | 1.0368 | 1.0368 | 1.0416 | 1.0368 | 1.0368 | 1.0417 | 1.0367 | 1.0367 | 1.0417 | 1.0397 | 1.0367 | 1.0417 | 1.0367 | 1.0367 | 1.0417 | 1.0367 | 1.0367 | 1.0417 | 1.0367 | 1.0397 | 1.0417 | 1.0367 | 1.0367 | 1.0417 | 1.0367 | 1.0367 | 1.0417 | 1.0367 | 1.0367 | 1.0372 | 1.0367 | 1.0367 | 1.0417 | 1.0367 | 1.0367 | 1.0417 | 1.0367 | 1.0367 | 1.0417 | 1.0397 | 1.0367 | 1.0417 | 1.0367 | 1.0367 | 1.0417 | 1.0367 | 1.0367 | 1.0417 | 1.0367 | 1.0397
capture · selected |  | 1.0405 | 1.037 | 1.0371 | 1.0407 | 1.037 | 1.0371 | 1.0409 | 1.0371 | 1.0371 | 1.0379 | 1.0373 | 1.0373 | 1.0415 | 1.0374 | 1.0376 | 1.0419 | 1.0379 | 1.0379 | 1.0423 | 1.0411 | 1.0381 | 1.0427 | 1.0384 | 1.0384 | 1.043 | 1.0386 | 1.0386 | 1.0432 | 1.0386 | 1.0413 | 1.0432 | 1.0386 | 1.0386 | 1.0432 | 1.0386 | 1.0386 | 1.0432 | 1.0386 | 1.0386 | 1.0388 | 1.0386 | 1.0386 | 1.0432 | 1.0386 | 1.0386 | 1.0432 | 1.0386 | 1.0386 | 1.0432 | 1.0413 | 1.0386 | 1.0432 | 1.0386 | 1.0386 | 1.0432 | 1.0386 | 1.0386 | 1.0432 | 1.0386 | 1.0413
fuel_ratio · low |  | 1.0019 | 1.002 | 1.002 | 1.0019 | 1.002 | 1.002 | 1.0019 | 1.002 | 1.002 | 1.0021 | 1.002 | 1.002 | 1.0019 | 1.002 | 1.002 | 1.0019 | 1.002 | 1.002 | 1.0019 | 1.0021 | 1.002 | 1.002 | 1.002 | 1.002 | 1.002 | 1.002 | 1.002 | 1.002 | 1.002 | 1.0021 | 1.002 | 1.002 | 1.002 | 1.002 | 1.002 | 1.002 | 1.002 | 1.002 | 1.002 | 1.0021 | 1.0021 | 1.0021 | 1.002 | 1.0021 | 1.0021 | 1.002 | 1.0021 | 1.0021 | 1.002 | 1.0022 | 1.0021 | 1.002 | 1.0021 | 1.0021 | 1.002 | 1.0021 | 1.0021 | 1.002 | 1.0021 | 1.0022
fuel_ratio · central |  | 1.0018 | 1.0019 | 1.0019 | 1.0018 | 1.0019 | 1.0019 | 1.0018 | 1.0019 | 1.0019 | 1.002 | 1.0019 | 1.0019 | 1.0019 | 1.0019 | 1.002 | 1.0019 | 1.002 | 1.002 | 1.0019 | 1.0021 | 1.002 | 1.0019 | 1.002 | 1.002 | 1.0019 | 1.002 | 1.002 | 1.0019 | 1.002 | 1.0021 | 1.0019 | 1.002 | 1.002 | 1.0019 | 1.002 | 1.002 | 1.0019 | 1.002 | 1.002 | 1.0021 | 1.002 | 1.002 | 1.0019 | 1.002 | 1.002 | 1.0019 | 1.002 | 1.002 | 1.0019 | 1.0021 | 1.002 | 1.0019 | 1.002 | 1.002 | 1.0019 | 1.002 | 1.002 | 1.0019 | 1.002 | 1.0021
fuel_ratio · high |  | 1.0018 | 1.0019 | 1.0019 | 1.0018 | 1.0019 | 1.0019 | 1.0018 | 1.0019 | 1.002 | 1.002 | 1.002 | 1.002 | 1.0018 | 1.002 | 1.002 | 1.0018 | 1.002 | 1.002 | 1.0018 | 1.002 | 1.002 | 1.0018 | 1.002 | 1.002 | 1.0018 | 1.002 | 1.002 | 1.0018 | 1.002 | 1.002 | 1.0018 | 1.002 | 1.002 | 1.0018 | 1.002 | 1.002 | 1.0018 | 1.002 | 1.002 | 1.002 | 1.002 | 1.002 | 1.0018 | 1.002 | 1.002 | 1.0018 | 1.002 | 1.002 | 1.0018 | 1.002 | 1.002 | 1.0018 | 1.002 | 1.002 | 1.0018 | 1.002 | 1.002 | 1.0018 | 1.002 | 1.002
fuel_ratio · selected |  | 1.0018 | 1.0019 | 1.0019 | 1.0018 | 1.0019 | 1.0019 | 1.0018 | 1.0019 | 1.0019 | 1.002 | 1.0019 | 1.0019 | 1.0019 | 1.0019 | 1.002 | 1.0019 | 1.002 | 1.002 | 1.0019 | 1.0021 | 1.002 | 1.0019 | 1.002 | 1.002 | 1.0019 | 1.002 | 1.002 | 1.0019 | 1.002 | 1.0021 | 1.0019 | 1.002 | 1.002 | 1.0019 | 1.002 | 1.002 | 1.0019 | 1.002 | 1.002 | 1.0021 | 1.002 | 1.002 | 1.0019 | 1.002 | 1.002 | 1.0019 | 1.002 | 1.002 | 1.0019 | 1.0021 | 1.002 | 1.0019 | 1.002 | 1.002 | 1.0019 | 1.002 | 1.002 | 1.0019 | 1.002 | 1.0021
CCGT 1+1 ~300 MW · merchant dynamic
cf · low |  | 1: 0.30559; 2: 0.28592; 3: 0.24845; 4: 0.21134; 5: 0.18978; 6: 0.18261; 7: 0.17854; 8: 0.16833; 9: 0.16295; 10: 0.1559; 11: 0.15259; 12: 0.14938; 13: 0.14246; 14: 0.13997; 15: 0.13457; 16: 0.13136; 17: 0.12828; 18: 0.12452; 19: 0.12076; 20: 0.11982; 21: 0.12012; 22: 0.12023; 23: 0.12023; 24: 0.12029; 25: 0.12029; 26: 0.12033; 27: 0.11971; 28: 0.12008; 29: 0.12018; 30: 0.12115
cf · central |  | 1: 0.32749; 2: 0.30922; 3: 0.28139; 4: 0.25155; 5: 0.21706; 6: 0.20247; 7: 0.19159; 8: 0.17807; 9: 0.16741; 10: 0.15488; 11: 0.15239; 12: 0.15155; 13: 0.14996; 14: 0.148; 15: 0.14411; 16: 0.14359; 17: 0.14291; 18: 0.14126; 19: 0.14067; 20: 0.13957; 21: 0.13947; 22: 0.13962; 23: 0.13966; 24: 0.14065; 25: 0.14097; 26: 0.14107; 27: 0.14297; 28: 0.14572; 29: 0.14593; 30: 0.14639
cf · high |  | 1: 0.25617; 2: 0.2211; 3: 0.19195; 4: 0.16681; 5: 0.14881; 6: 0.14859; 7: 0.14718; 8: 0.14946; 9: 0.14914; 10: 0.14773; 11: 0.15066; 12: 0.15419; 13: 0.1607; 14: 0.16504; 15: 0.1672; 16: 0.17208; 17: 0.18022; 18: 0.18456; 19: 0.19286; 20: 0.19482; 21: 0.19482; 22: 0.19482; 23: 0.19482; 24: 0.19482; 25: 0.19482; 26: 0.19482; 27: 0.19482; 28: 0.19482; 29: 0.19482; 30: 0.19482
cf · selected |  | 0.32749 | 0.30922 | 0.28139 | 0.25155 | 0.21706 | 0.20247 | 0.19159 | 0.17807 | 0.16741 | 0.15488 | 0.15239 | 0.15155 | 0.14996 | 0.148 | 0.14411 | 0.14359 | 0.14291 | 0.14126 | 0.14067 | 0.13957 | 0.13947 | 0.13962 | 0.13966 | 0.14065 | 0.14097 | 0.14107 | 0.14297 | 0.14572 | 0.14593 | 0.14639 | 0 | 0 | 0 | 0 | 0 | 0 | 0 | 0 | 0 | 0 | 0 | 0 | 0 | 0 | 0 | 0 | 0 | 0 | 0 | 0 | 0 | 0 | 0 | 0 | 0 | 0 | 0 | 0 | 0 | 0
capture · low |  | 1: 1.4164; 2: 1.4375; 3: 1.4817; 4: 1.539; 5: 1.5763; 6: 1.5891; 7: 1.5976; 8: 1.6197; 9: 1.6295; 10: 1.6475; 11: 1.6546; 12: 1.6614; 13: 1.6847; 14: 1.6921; 15: 1.7117; 16: 1.7214; 17: 1.731; 18: 1.7424; 19: 1.7532; 20: 1.7575; 21: 1.7565; 22: 1.7563; 23: 1.7565; 24: 1.7564; 25: 1.7566; 26: 1.7567; 27: 1.7583; 28: 1.757; 29: 1.7569; 30: 1.7547
capture · central |  | 1: 1.4138; 2: 1.4331; 3: 1.467; 4: 1.5074; 5: 1.5566; 6: 1.5824; 7: 1.6038; 8: 1.6336; 9: 1.6616; 10: 1.6929; 11: 1.6982; 12: 1.7012; 13: 1.7064; 14: 1.7124; 15: 1.7234; 16: 1.7256; 17: 1.7272; 18: 1.7313; 19: 1.7339; 20: 1.7383; 21: 1.7393; 22: 1.7395; 23: 1.7401; 24: 1.7388; 25: 1.7384; 26: 1.7387; 27: 1.7328; 28: 1.7253; 29: 1.7254; 30: 1.7254
capture · high |  | 1: 1.5131; 2: 1.5636; 3: 1.622; 4: 1.6787; 5: 1.7275; 6: 1.7289; 7: 1.7353; 8: 1.7307; 9: 1.7326; 10: 1.7373; 11: 1.731; 12: 1.7227; 13: 1.7062; 14: 1.6983; 15: 1.6931; 16: 1.6832; 17: 1.6642; 18: 1.6559; 19: 1.641; 20: 1.6372; 21: 1.6372; 22: 1.6372; 23: 1.6372; 24: 1.6372; 25: 1.6372; 26: 1.6372; 27: 1.6372; 28: 1.6372; 29: 1.6372; 30: 1.6372
capture · selected |  | 1.4138 | 1.4331 | 1.467 | 1.5074 | 1.5566 | 1.5824 | 1.6038 | 1.6336 | 1.6616 | 1.6929 | 1.6982 | 1.7012 | 1.7064 | 1.7124 | 1.7234 | 1.7256 | 1.7272 | 1.7313 | 1.7339 | 1.7383 | 1.7393 | 1.7395 | 1.7401 | 1.7388 | 1.7384 | 1.7387 | 1.7328 | 1.7253 | 1.7254 | 1.7254 | 0 | 0 | 0 | 0 | 0 | 0 | 0 | 0 | 0 | 0 | 0 | 0 | 0 | 0 | 0 | 0 | 0 | 0 | 0 | 0 | 0 | 0 | 0 | 0 | 0 | 0 | 0 | 0 | 0 | 0
heat · low |  | 1: 1.8063; 2: 1.8058; 3: 1.809; 4: 1.8123; 5: 1.8145; 6: 1.8156; 7: 1.8176; 8: 1.8176; 9: 1.8172; 10: 1.82; 11: 1.8194; 12: 1.8189; 13: 1.8208; 14: 1.8195; 15: 1.8194; 16: 1.8179; 17: 1.8169; 18: 1.818; 19: 1.8165; 20: 1.8169; 21: 1.8171; 22: 1.8169; 23: 1.8169; 24: 1.8167; 25: 1.8167; 26: 1.8168; 27: 1.8168; 28: 1.817; 29: 1.8171; 30: 1.8175
heat · central |  | 1: 1.738; 2: 1.7376; 3: 1.7418; 4: 1.7453; 5: 1.746; 6: 1.75; 7: 1.7515; 8: 1.7523; 9: 1.7551; 10: 1.7564; 11: 1.7557; 12: 1.7555; 13: 1.7572; 14: 1.7576; 15: 1.7592; 16: 1.759; 17: 1.7583; 18: 1.7578; 19: 1.7576; 20: 1.7582; 21: 1.7583; 22: 1.7586; 23: 1.7588; 24: 1.7584; 25: 1.7584; 26: 1.7583; 27: 1.7571; 28: 1.7563; 29: 1.7565; 30: 1.7562
heat · high |  | 1: 1.658; 2: 1.6591; 3: 1.6631; 4: 1.6678; 5: 1.6719; 6: 1.6718; 7: 1.6728; 8: 1.6735; 9: 1.6735; 10: 1.6738; 11: 1.6734; 12: 1.6738; 13: 1.6706; 14: 1.6706; 15: 1.6692; 16: 1.6682; 17: 1.6665; 18: 1.6655; 19: 1.6652; 20: 1.6652; 21: 1.6652; 22: 1.6652; 23: 1.6652; 24: 1.6652; 25: 1.6652; 26: 1.6652; 27: 1.6652; 28: 1.6652; 29: 1.6652; 30: 1.6652
heat · selected |  | 1.738 | 1.7376 | 1.7418 | 1.7453 | 1.746 | 1.75 | 1.7515 | 1.7523 | 1.7551 | 1.7564 | 1.7557 | 1.7555 | 1.7572 | 1.7576 | 1.7592 | 1.759 | 1.7583 | 1.7578 | 1.7576 | 1.7582 | 1.7583 | 1.7586 | 1.7588 | 1.7584 | 1.7584 | 1.7583 | 1.7571 | 1.7563 | 1.7565 | 1.7562 | 0 | 0 | 0 | 0 | 0 | 0 | 0 | 0 | 0 | 0 | 0 | 0 | 0 | 0 | 0 | 0 | 0 | 0 | 0 | 0 | 0 | 0 | 0 | 0 | 0 | 0 | 0 | 0 | 0 | 0
start · low |  | 1: 22.9366; 2: 24.4788; 3: 26.9107; 4: 31.1185; 5: 33.256; 6: 33.6657; 7: 34.0934; 8: 35.8872; 9: 36.3051; 10: 37.2475; 11: 37.411; 12: 37.5472; 13: 40.0364; 14: 40.8339; 15: 43.0308; 16: 43.8682; 17: 44.5099; 18: 44.9985; 19: 45.2295; 20: 45.5863; 21: 45.4694; 22: 45.4305; 23: 45.4305; 24: 45.4072; 25: 45.4072; 26: 45.3917; 27: 45.2833; 28: 45.1439; 29: 45.1053; 30: 44.9951
start · central |  | 1: 27.4867; 2: 28.8751; 3: 31.7516; 4: 35.466; 5: 38.5739; 6: 39.8706; 7: 41.5262; 8: 44.4536; 9: 47.3771; 10: 49.575; 11: 49.9025; 12: 50.1806; 13: 50.417; 14: 50.8504; 15: 51.197; 16: 51.3853; 17: 51.4341; 18: 51.4652; 19: 51.8276; 20: 52.2354; 21: 52.275; 22: 52.146; 23: 52.1302; 24: 52.3287; 25: 52.2111; 26: 52.0992; 27: 51.5792; 28: 50.9181; 29: 50.8444; 30: 50.9915
start · high |  | 1: 40.2559; 2: 43.9976; 3: 50.345; 4: 55.1682; 5: 59.1213; 6: 59.2076; 7: 60.0442; 8: 59.8295; 9: 59.96; 10: 60.233; 11: 60.1283; 12: 59.3695; 13: 58.1616; 14: 58.1087; 15: 57.3679; 16: 56.9072; 17: 54.5278; 18: 53.6811; 19: 52.5333; 20: 52.0069; 21: 52.0069; 22: 52.0069; 23: 52.0069; 24: 52.0069; 25: 52.0069; 26: 52.0069; 27: 52.0069; 28: 52.0069; 29: 52.0069; 30: 52.0069
start · selected |  | 27.4867 | 28.8751 | 31.7516 | 35.466 | 38.5739 | 39.8706 | 41.5262 | 44.4536 | 47.3771 | 49.575 | 49.9025 | 50.1806 | 50.417 | 50.8504 | 51.197 | 51.3853 | 51.4341 | 51.4652 | 51.8276 | 52.2354 | 52.275 | 52.146 | 52.1302 | 52.3287 | 52.2111 | 52.0992 | 51.5792 | 50.9181 | 50.8444 | 50.9915 | 0 | 0 | 0 | 0 | 0 | 0 | 0 | 0 | 0 | 0 | 0 | 0 | 0 | 0 | 0 | 0 | 0 | 0 | 0 | 0 | 0 | 0 | 0 | 0 | 0 | 0 | 0 | 0 | 0 | 0
OCGT 2×150 MW · merchant dynamic
cf · low |  | 1: 0.045332; 2: 0.042253; 3: 0.038538; 4: 0.037158; 5: 0.034185; 6: 0.033548; 7: 0.032837; 8: 0.032444; 9: 0.031276; 10: 0.029301; 11: 0.029089; 12: 0.029089; 13: 0.028771; 14: 0.028346; 15: 0.027603; 16: 0.02686; 17: 0.026541; 18: 0.026435; 19: 0.026116; 20: 0.025904; 21: 0.02601; 22: 0.02601; 23: 0.02601; 24: 0.026116; 25: 0.026116; 26: 0.026116; 27: 0.026116; 28: 0.026116; 29: 0.026116; 30: 0.026116
cf · central |  | 1: 0.061056; 2: 0.055634; 3: 0.051729; 4: 0.047608; 5: 0.043596; 6: 0.042295; 7: 0.040559; 8: 0.037631; 9: 0.036764; 10: 0.035462; 11: 0.035245; 12: 0.035029; 13: 0.03492; 14: 0.034812; 15: 0.033944; 16: 0.03351; 17: 0.03351; 18: 0.033076; 19: 0.032643; 20: 0.032643; 21: 0.032643; 22: 0.032643; 23: 0.032643; 24: 0.032643; 25: 0.032643; 26: 0.032643; 27: 0.032643; 28: 0.032534; 29: 0.032534; 30: 0.032751
cf · high |  | 1: 0.057026; 2: 0.052376; 3: 0.047725; 4: 0.043739; 5: 0.040417; 6: 0.039974; 7: 0.040084; 8: 0.040084; 9: 0.039863; 10: 0.039752; 11: 0.040417; 12: 0.041745; 13: 0.041856; 14: 0.042631; 15: 0.043296; 16: 0.044292; 17: 0.04551; 18: 0.046618; 19: 0.047393; 20: 0.047946; 21: 0.047946; 22: 0.047946; 23: 0.047946; 24: 0.047946; 25: 0.047946; 26: 0.047946; 27: 0.047946; 28: 0.047946; 29: 0.047946; 30: 0.047946
cf · selected |  | 0.061056 | 0.055634 | 0.051729 | 0.047608 | 0.043596 | 0.042295 | 0.040559 | 0.037631 | 0.036764 | 0.035462 | 0.035245 | 0.035029 | 0.03492 | 0.034812 | 0.033944 | 0.03351 | 0.03351 | 0.033076 | 0.032643 | 0.032643 | 0.032643 | 0.032643 | 0.032643 | 0.032643 | 0.032643 | 0.032643 | 0.032643 | 0.032534 | 0.032534 | 0.032751 | 0 | 0 | 0 | 0 | 0 | 0 | 0 | 0 | 0 | 0 | 0 | 0 | 0 | 0 | 0 | 0 | 0 | 0 | 0 | 0 | 0 | 0 | 0 | 0 | 0 | 0 | 0 | 0 | 0 | 0
capture · low |  | 1: 2.3407; 2: 2.3823; 3: 2.4352; 4: 2.4601; 5: 2.5128; 6: 2.5241; 7: 2.5375; 8: 2.5466; 9: 2.5664; 10: 2.6153; 11: 2.6206; 12: 2.6205; 13: 2.6261; 14: 2.6364; 15: 2.6527; 16: 2.6706; 17: 2.679; 18: 2.6818; 19: 2.6892; 20: 2.6955; 21: 2.6918; 22: 2.6917; 23: 2.6916; 24: 2.6888; 25: 2.6887; 26: 2.6887; 27: 2.6886; 28: 2.6885; 29: 2.6885; 30: 2.6884
capture · central |  | 1: 2.1866; 2: 2.2387; 3: 2.2822; 4: 2.331; 5: 2.3819; 6: 2.4011; 7: 2.4256; 8: 2.4686; 9: 2.4858; 10: 2.5092; 11: 2.5139; 12: 2.5176; 13: 2.52; 14: 2.5208; 15: 2.541; 16: 2.547; 17: 2.5469; 18: 2.555; 19: 2.5642; 20: 2.5642; 21: 2.5641; 22: 2.5641; 23: 2.5637; 24: 2.5637; 25: 2.5637; 26: 2.5636; 27: 2.5636; 28: 2.5658; 29: 2.5657; 30: 2.5616
capture · high |  | 1: 2.2373; 2: 2.2878; 3: 2.3448; 4: 2.3939; 5: 2.4448; 6: 2.4517; 7: 2.4507; 8: 2.4507; 9: 2.4543; 10: 2.4564; 11: 2.4458; 12: 2.4256; 13: 2.4241; 14: 2.4132; 15: 2.4049; 16: 2.3925; 17: 2.3773; 18: 2.366; 19: 2.3565; 20: 2.3502; 21: 2.3502; 22: 2.3502; 23: 2.3502; 24: 2.3502; 25: 2.3502; 26: 2.3502; 27: 2.3502; 28: 2.3502; 29: 2.3502; 30: 2.3502
capture · selected |  | 2.1866 | 2.2387 | 2.2822 | 2.331 | 2.3819 | 2.4011 | 2.4256 | 2.4686 | 2.4858 | 2.5092 | 2.5139 | 2.5176 | 2.52 | 2.5208 | 2.541 | 2.547 | 2.5469 | 2.555 | 2.5642 | 2.5642 | 2.5641 | 2.5641 | 2.5637 | 2.5637 | 2.5637 | 2.5636 | 2.5636 | 2.5658 | 2.5657 | 2.5616 | 0 | 0 | 0 | 0 | 0 | 0 | 0 | 0 | 0 | 0 | 0 | 0 | 0 | 0 | 0 | 0 | 0 | 0 | 0 | 0 | 0 | 0 | 0 | 0 | 0 | 0 | 0 | 0 | 0 | 0
heat · low |  | 1: 2.7483; 2: 2.747; 3: 2.7411; 4: 2.7404; 5: 2.7378; 6: 2.7394; 7: 2.7412; 8: 2.7419; 9: 2.7413; 10: 2.7474; 11: 2.747; 12: 2.747; 13: 2.7448; 14: 2.7422; 15: 2.7415; 16: 2.7432; 17: 2.7409; 18: 2.7401; 19: 2.7401; 20: 2.74; 21: 2.739; 22: 2.739; 23: 2.739; 24: 2.7401; 25: 2.7401; 26: 2.7401; 27: 2.7401; 28: 2.7401; 29: 2.7401; 30: 2.7401
heat · central |  | 1: 2.5492; 2: 2.5454; 3: 2.5418; 4: 2.5413; 5: 2.5394; 6: 2.5373; 7: 2.5388; 8: 2.5344; 9: 2.533; 10: 2.533; 11: 2.534; 12: 2.5354; 13: 2.5361; 14: 2.5356; 15: 2.5383; 16: 2.5359; 17: 2.5359; 18: 2.5359; 19: 2.5385; 20: 2.5385; 21: 2.5385; 22: 2.5385; 23: 2.5376; 24: 2.5376; 25: 2.5376; 26: 2.5376; 27: 2.5376; 28: 2.537; 29: 2.537; 30: 2.5355
heat · high |  | 1: 2.3077; 2: 2.3048; 3: 2.3061; 4: 2.303; 5: 2.3038; 6: 2.3041; 7: 2.3041; 8: 2.3041; 9: 2.3035; 10: 2.3041; 11: 2.3039; 12: 2.3046; 13: 2.3054; 14: 2.3049; 15: 2.3063; 16: 2.3076; 17: 2.3087; 18: 2.3125; 19: 2.3134; 20: 2.3128; 21: 2.3128; 22: 2.3128; 23: 2.3128; 24: 2.3128; 25: 2.3128; 26: 2.3128; 27: 2.3128; 28: 2.3128; 29: 2.3128; 30: 2.3128
heat · selected |  | 2.5492 | 2.5454 | 2.5418 | 2.5413 | 2.5394 | 2.5373 | 2.5388 | 2.5344 | 2.533 | 2.533 | 2.534 | 2.5354 | 2.5361 | 2.5356 | 2.5383 | 2.5359 | 2.5359 | 2.5359 | 2.5385 | 2.5385 | 2.5385 | 2.5385 | 2.5376 | 2.5376 | 2.5376 | 2.5376 | 2.5376 | 2.537 | 2.537 | 2.5355 | 0 | 0 | 0 | 0 | 0 | 0 | 0 | 0 | 0 | 0 | 0 | 0 | 0 | 0 | 0 | 0 | 0 | 0 | 0 | 0 | 0 | 0 | 0 | 0 | 0 | 0 | 0 | 0 | 0 | 0
start · low |  | 1: 34.3255; 2: 34.2918; 3: 34.0436; 4: 34.9056; 5: 35.7235; 6: 35.509; 7: 35.3626; 8: 35.7908; 9: 35.1806; 10: 37.0114; 11: 37.2816; 12: 37.2816; 13: 37.1587; 14: 37.7154; 15: 37.6335; 16: 37.5512; 17: 38.0018; 18: 38.1544; 19: 38.0384; 20: 38.3502; 21: 38.1936; 22: 38.1936; 23: 38.1936; 24: 38.0384; 25: 38.0384; 26: 38.0384; 27: 38.0384; 28: 38.0384; 29: 38.0384; 30: 38.0384
start · central |  | 1: 34.8304; 2: 35.3339; 3: 36.7693; 4: 37.2667; 5: 37.0093; 6: 37.7622; 7: 37.4153; 8: 36.8813; 9: 38.1754; 10: 38.6678; 11: 38.9058; 12: 38.702; 13: 38.8222; 14: 38.4758; 15: 39.9181; 16: 39.461; 17: 39.461; 18: 39.495; 19: 39.5427; 20: 39.5427; 21: 39.5427; 22: 39.5427; 23: 39.5427; 24: 39.5427; 25: 39.5427; 26: 39.5427; 27: 39.5427; 28: 39.6745; 29: 39.6745; 30: 39.8873
start · high |  | 1: 38.058; 2: 39.4556; 3: 40.7621; 4: 40.0853; 5: 41.6378; 6: 41.6786; 7: 41.9978; 8: 41.9978; 9: 42.2311; 10: 42.3487; 11: 42.0685; 12: 41.5635; 13: 41.4535; 14: 41.5053; 15: 41.6781; 16: 41.9276; 17: 41.9517; 18: 42.4875; 19: 42.1625; 20: 42.3893; 21: 42.3893; 22: 42.3893; 23: 42.3893; 24: 42.3893; 25: 42.3893; 26: 42.3893; 27: 42.3893; 28: 42.3893; 29: 42.3893; 30: 42.3893
start · selected |  | 34.8304 | 35.3339 | 36.7693 | 37.2667 | 37.0093 | 37.7622 | 37.4153 | 36.8813 | 38.1754 | 38.6678 | 38.9058 | 38.702 | 38.8222 | 38.4758 | 39.9181 | 39.461 | 39.461 | 39.495 | 39.5427 | 39.5427 | 39.5427 | 39.5427 | 39.5427 | 39.5427 | 39.5427 | 39.5427 | 39.5427 | 39.6745 | 39.6745 | 39.8873 | 0 | 0 | 0 | 0 | 0 | 0 | 0 | 0 | 0 | 0 | 0 | 0 | 0 | 0 | 0 | 0 | 0 | 0 | 0 | 0 | 0 | 0 | 0 | 0 | 0 | 0 | 0 | 0 | 0 | 0
Gas engines 4×76.5 MW · merchant dynamic
cf · low |  | 1: 0.13167; 2: 0.12028; 3: 0.10842; 4: 0.097597; 5: 0.088; 6: 0.085781; 7: 0.083456; 8: 0.081757; 9: 0.07922; 10: 0.077404; 11: 0.0756; 12: 0.074177; 13: 0.073105; 14: 0.072255; 15: 0.0713; 16: 0.069665; 17: 0.068816; 18: 0.06786; 19: 0.067011; 20: 0.066055; 21: 0.066162; 22: 0.066162; 23: 0.066055; 24: 0.066055; 25: 0.066162
cf · central |  | 1: 0.16886; 2: 0.15368; 3: 0.13586; 4: 0.12283; 5: 0.11224; 6: 0.10528; 7: 0.10062; 8: 0.096887; 9: 0.092007; 10: 0.086801; 11: 0.086151; 12: 0.085381; 13: 0.085055; 14: 0.084405; 15: 0.084079; 16: 0.083212; 17: 0.082236; 18: 0.082019; 19: 0.080717; 20: 0.080501; 21: 0.080501; 22: 0.080609; 23: 0.080934; 24: 0.081477; 25: 0.081585
cf · high |  | 1: 0.12109; 2: 0.10688; 3: 0.098251; 4: 0.088274; 5: 0.080745; 6: 0.080745; 7: 0.080634; 8: 0.080634; 9: 0.080745; 10: 0.080966; 11: 0.082295; 12: 0.084521; 13: 0.085628; 14: 0.086957; 15: 0.089504; 16: 0.091718; 17: 0.093279; 18: 0.095372; 19: 0.097354; 20: 0.099347; 21: 0.099347; 22: 0.099347; 23: 0.099347; 24: 0.099347; 25: 0.099347
cf · selected |  | 0.16886 | 0.15368 | 0.13586 | 0.12283 | 0.11224 | 0.10528 | 0.10062 | 0.096887 | 0.092007 | 0.086801 | 0.086151 | 0.085381 | 0.085055 | 0.084405 | 0.084079 | 0.083212 | 0.082236 | 0.082019 | 0.080717 | 0.080501 | 0.080501 | 0.080609 | 0.080934 | 0.081477 | 0.081585 | 0 | 0 | 0 | 0 | 0 | 0 | 0 | 0 | 0 | 0 | 0 | 0 | 0 | 0 | 0 | 0 | 0 | 0 | 0 | 0 | 0 | 0 | 0 | 0 | 0 | 0 | 0 | 0 | 0 | 0 | 0 | 0 | 0 | 0 | 0
capture · low |  | 1: 1.8093; 2: 1.8501; 3: 1.898; 4: 1.9477; 5: 1.9967; 6: 2.0102; 7: 2.0242; 8: 2.0342; 9: 2.0494; 10: 2.062; 11: 2.074; 12: 2.0837; 13: 2.0916; 14: 2.0975; 15: 2.1043; 16: 2.1158; 17: 2.1226; 18: 2.1304; 19: 2.1377; 20: 2.1456; 21: 2.1449; 22: 2.145; 23: 2.1459; 24: 2.146; 25: 2.1454
capture · central |  | 1: 1.7156; 2: 1.7554; 3: 1.8083; 4: 1.8529; 5: 1.8949; 6: 1.9253; 7: 1.9467; 8: 1.9651; 9: 1.9903; 10: 2.0197; 11: 2.0239; 12: 2.0287; 13: 2.0308; 14: 2.0347; 15: 2.037; 16: 2.0422; 17: 2.0482; 18: 2.0499; 19: 2.0579; 20: 2.0594; 21: 2.0598; 22: 2.0595; 23: 2.0581; 24: 2.0552; 25: 2.0548
capture · high |  | 1: 1.8683; 2: 1.9276; 3: 1.9678; 4: 2.0211; 5: 2.066; 6: 2.0663; 7: 2.0676; 8: 2.068; 9: 2.0679; 10: 2.0671; 11: 2.0594; 12: 2.0469; 13: 2.0412; 14: 2.0346; 15: 2.0211; 16: 2.01; 17: 2.0023; 18: 1.9926; 19: 1.9837; 20: 1.9744; 21: 1.9744; 22: 1.9744; 23: 1.9744; 24: 1.9744; 25: 1.9744
capture · selected |  | 1.7156 | 1.7554 | 1.8083 | 1.8529 | 1.8949 | 1.9253 | 1.9467 | 1.9651 | 1.9903 | 2.0197 | 2.0239 | 2.0287 | 2.0308 | 2.0347 | 2.037 | 2.0422 | 2.0482 | 2.0499 | 2.0579 | 2.0594 | 2.0598 | 2.0595 | 2.0581 | 2.0552 | 2.0548 | 0 | 0 | 0 | 0 | 0 | 0 | 0 | 0 | 0 | 0 | 0 | 0 | 0 | 0 | 0 | 0 | 0 | 0 | 0 | 0 | 0 | 0 | 0 | 0 | 0 | 0 | 0 | 0 | 0 | 0 | 0 | 0 | 0 | 0 | 0
heat · low |  | 1: 2.2187; 2: 2.2185; 3: 2.2196; 4: 2.2191; 5: 2.2149; 6: 2.2158; 7: 2.2157; 8: 2.2147; 9: 2.2121; 10: 2.2135; 11: 2.2127; 12: 2.2115; 13: 2.2116; 14: 2.2106; 15: 2.2098; 16: 2.2072; 17: 2.2074; 18: 2.2074; 19: 2.2085; 20: 2.2089; 21: 2.2091; 22: 2.2091; 23: 2.2088; 24: 2.2088; 25: 2.209
heat · central |  | 1: 2.0812; 2: 2.0824; 3: 2.0827; 4: 2.081; 5: 2.0823; 6: 2.0817; 7: 2.081; 8: 2.0803; 9: 2.0801; 10: 2.0808; 11: 2.081; 12: 2.0808; 13: 2.0804; 14: 2.0794; 15: 2.0791; 16: 2.078; 17: 2.0772; 18: 2.077; 19: 2.0765; 20: 2.0761; 21: 2.0761; 22: 2.0762; 23: 2.0767; 24: 2.0768; 25: 2.0767
heat · high |  | 1: 1.9965; 2: 1.9975; 3: 1.9966; 4: 1.9973; 5: 1.9943; 6: 1.9941; 7: 1.9944; 8: 1.994; 9: 1.9942; 10: 1.9945; 11: 1.9944; 12: 1.9956; 13: 1.9967; 14: 1.9979; 15: 1.9983; 16: 1.9983; 17: 1.9979; 18: 1.9981; 19: 1.9988; 20: 1.9989; 21: 1.9989; 22: 1.9989; 23: 1.9989; 24: 1.9989; 25: 1.9989
heat · selected |  | 2.0812 | 2.0824 | 2.0827 | 2.081 | 2.0823 | 2.0817 | 2.081 | 2.0803 | 2.0801 | 2.0808 | 2.081 | 2.0808 | 2.0804 | 2.0794 | 2.0791 | 2.078 | 2.0772 | 2.077 | 2.0765 | 2.0761 | 2.0761 | 2.0762 | 2.0767 | 2.0768 | 2.0767 | 0 | 0 | 0 | 0 | 0 | 0 | 0 | 0 | 0 | 0 | 0 | 0 | 0 | 0 | 0 | 0 | 0 | 0 | 0 | 0 | 0 | 0 | 0 | 0 | 0 | 0 | 0 | 0 | 0 | 0 | 0 | 0 | 0 | 0 | 0
start · low |  | 1: 6.487; 2: 6.8099; 3: 7.0764; 4: 7.265; 5: 7.3931; 6: 7.5163; 7: 7.5859; 8: 7.5654; 9: 7.6227; 10: 7.6895; 11: 7.7193; 12: 7.8273; 13: 7.8618; 14: 7.8727; 15: 7.8964; 16: 7.956; 17: 8.0128; 18: 8.0831; 19: 8.0991; 20: 8.0851; 21: 8.0722; 22: 8.0722; 23: 8.0851; 24: 8.0851; 25: 8.1166
start · central |  | 1: 6.1211; 2: 6.5274; 3: 6.8908; 4: 7.1233; 5: 7.4163; 6: 7.6746; 7: 7.6674; 8: 7.775; 9: 7.8217; 10: 7.9041; 11: 7.9284; 12: 7.9636; 13: 7.9576; 14: 7.9816; 15: 8.0125; 16: 8.0591; 17: 8.0796; 18: 8.1009; 19: 8.0411; 20: 8.0242; 21: 8.0242; 22: 8.0134; 23: 8.0202; 24: 8.0043; 25: 7.9936
start · high |  | 1: 7.7422; 2: 8.2835; 3: 8.2783; 4: 8.4687; 5: 8.8077; 6: 8.766; 7: 8.7781; 8: 8.8204; 9: 8.8083; 10: 8.7842; 11: 8.7632; 12: 8.6119; 13: 8.5005; 14: 8.4483; 15: 8.3911; 16: 8.3676; 17: 8.2971; 18: 8.321; 19: 8.2857; 20: 8.2519; 21: 8.2519; 22: 8.2519; 23: 8.2519; 24: 8.2519; 25: 8.2519
start · selected |  | 6.1211 | 6.5274 | 6.8908 | 7.1233 | 7.4163 | 7.6746 | 7.6674 | 7.775 | 7.8217 | 7.9041 | 7.9284 | 7.9636 | 7.9576 | 7.9816 | 8.0125 | 8.0591 | 8.0796 | 8.1009 | 8.0411 | 8.0242 | 8.0242 | 8.0134 | 8.0202 | 8.0043 | 7.9936 | 0 | 0 | 0 | 0 | 0 | 0 | 0 | 0 | 0 | 0 | 0 | 0 | 0 | 0 | 0 | 0 | 0 | 0 | 0 | 0 | 0 | 0 | 0 | 0 | 0 | 0 | 0 | 0 | 0 | 0 | 0 | 0 | 0 | 0 | 0

## Model_SMR_CfD
SMR · CfD (two-way, PEJ template)
Annual model, real PLN m (2026). Column D = totals / KPIs. Timeline columns G→. Dispatch quantities come from the Twin sheet (hourly digital twin).
Year |  |  | 2027 | 2028 | 2029 | 2030 | 2031 | 2032 | 2033 | 2034 | 2035 | 2036 | 2037 | 2038 | 2039 | 2040 | 2041 | 2042 | 2043 | 2044 | 2045 | 2046 | 2047 | 2048 | 2049 | 2050 | 2051 | 2052 | 2053 | 2054 | 2055 | 2056 | 2057 | 2058 | 2059 | 2060 | 2061 | 2062 | 2063 | 2064 | 2065 | 2066 | 2067 | 2068 | 2069 | 2070 | 2071 | 2072 | 2073 | 2074 | 2075 | 2076 | 2077 | 2078 | 2079 | 2080 | 2081 | 2082 | 2083 | 2084 | 2085 | 2086 | 2087 | 2088 | 2089 | 2090 | 2091 | 2092 | 2093 | 2094 | 2095 | 2096
1. Parameters (links to Input, selected case)
Net capacity, MW |  | 300
Overnight capex, PLN/kW |  | 38000
Construction years |  | 5
COD year |  | 2035
Life years |  | 60
FID year (COD − construction) |  | 2030
Real post-tax WACC |  | 5%
Fixed O&M, PLN/kW-yr |  | 520
Variable O&M, PLN/MWh |  | 11
EUR/PLN |  | 4.3633
CIT rate |  | 19%
Licence fee share of revenue |  | 0.5%
Staff FTE |  | 180
Loaded cost per FTE, k PLN |  | 290
Budowle share of capex |  | 20%
Property tax rate |  | 2%
Host-gmina share of property tax |  | 50%
Overnight cost, m PLN |  | 11400
Nuclear fuel, PLN/MWh |  | 31
Decommissioning fund, PLN/MWh |  | 26
Sustaining capex, PLN/MWh @90 % CF |  | 25
Pre-development, m PLN |  | 500
First core, m PLN |  | 550
Grid connection, m PLN |  | 125
Single-unit FOM multiplier |  | 1.5
Single-unit years |  | 3
Load-following capability loss |  | 1.2%
Load-following FOM uplift |  | 1%
Capacity-market de-rating |  | 0.9383
Peak construction workforce |  | 1500
CfD strike, EUR/MWh |  | 125
CfD strike, PLN/MWh |  | 545.4125
CfD tenor, years |  | 40
Capacity-market price, PLN/kW-yr |  | 0
Capacity contract years |  | 17
2. Timing
Construction flag | 0/1 |  | 0 | 0 | 0 | 1 | 1 | 1 | 1 | 1 | 0 | 0 | 0 | 0 | 0 | 0 | 0 | 0 | 0 | 0 | 0 | 0 | 0 | 0 | 0 | 0 | 0 | 0 | 0 | 0 | 0 | 0 | 0 | 0 | 0 | 0 | 0 | 0 | 0 | 0 | 0 | 0 | 0 | 0 | 0 | 0 | 0 | 0 | 0 | 0 | 0 | 0 | 0 | 0 | 0 | 0 | 0 | 0 | 0 | 0 | 0 | 0 | 0 | 0 | 0 | 0 | 0 | 0 | 0 | 0 | 0 | 0
Operating flag | 0/1 |  | 0 | 0 | 0 | 0 | 0 | 0 | 0 | 0 | 1 | 1 | 1 | 1 | 1 | 1 | 1 | 1 | 1 | 1 | 1 | 1 | 1 | 1 | 1 | 1 | 1 | 1 | 1 | 1 | 1 | 1 | 1 | 1 | 1 | 1 | 1 | 1 | 1 | 1 | 1 | 1 | 1 | 1 | 1 | 1 | 1 | 1 | 1 | 1 | 1 | 1 | 1 | 1 | 1 | 1 | 1 | 1 | 1 | 1 | 1 | 1 | 1 | 1 | 1 | 1 | 1 | 1 | 1 | 1 | 0 | 0
Operating year k | # |  | 0 | 0 | 0 | 0 | 0 | 0 | 0 | 0 | 1 | 2 | 3 | 4 | 5 | 6 | 7 | 8 | 9 | 10 | 11 | 12 | 13 | 14 | 15 | 16 | 17 | 18 | 19 | 20 | 21 | 22 | 23 | 24 | 25 | 26 | 27 | 28 | 29 | 30 | 31 | 32 | 33 | 34 | 35 | 36 | 37 | 38 | 39 | 40 | 41 | 42 | 43 | 44 | 45 | 46 | 47 | 48 | 49 | 50 | 51 | 52 | 53 | 54 | 55 | 56 | 57 | 58 | 59 | 60 | 0 | 0
Discount period (years from FID) | # |  | -3 | -2 | -1 | 0 | 1 | 2 | 3 | 4 | 5 | 6 | 7 | 8 | 9 | 10 | 11 | 12 | 13 | 14 | 15 | 16 | 17 | 18 | 19 | 20 | 21 | 22 | 23 | 24 | 25 | 26 | 27 | 28 | 29 | 30 | 31 | 32 | 33 | 34 | 35 | 36 | 37 | 38 | 39 | 40 | 41 | 42 | 43 | 44 | 45 | 46 | 47 | 48 | 49 | 50 | 51 | 52 | 53 | 54 | 55 | 56 | 57 | 58 | 59 | 60 | 61 | 62 | 63 | 64 | 65 | 66
Discount factor | # |  | 0 | 0 | 0 | 1 | 0.95238 | 0.90703 | 0.86384 | 0.8227 | 0.78353 | 0.74622 | 0.71068 | 0.67684 | 0.64461 | 0.61391 | 0.58468 | 0.55684 | 0.53032 | 0.50507 | 0.48102 | 0.45811 | 0.4363 | 0.41552 | 0.39573 | 0.37689 | 0.35894 | 0.34185 | 0.32557 | 0.31007 | 0.2953 | 0.28124 | 0.26785 | 0.25509 | 0.24295 | 0.23138 | 0.22036 | 0.20987 | 0.19987 | 0.19035 | 0.18129 | 0.17266 | 0.16444 | 0.15661 | 0.14915 | 0.14205 | 0.13528 | 0.12884 | 0.1227 | 0.11686 | 0.1113 | 0.106 | 0.10095 | 0.096142 | 0.091564 | 0.087204 | 0.083051 | 0.079096 | 0.07533 | 0.071743 | 0.068326 | 0.065073 | 0.061974 | 0.059023 | 0.056212 | 0.053536 | 0.050986 | 0.048558 | 0.046246 | 0.044044 | 0.041946 | 0.039949
Capex spend share (S-curve, normalised) | % |  | 0% | 0% | 0% | 116.2% | 211.3% | 270% | 211.3% | 116.2% | 0% | 0% | 0% | 0% | 0% | 0% | 0% | 0% | 0% | 0% | 0% | 0% | 0% | 0% | 0% | 0% | 0% | 0% | 0% | 0% | 0% | 0% | 0% | 0% | 0% | 0% | 0% | 0% | 0% | 0% | 0% | 0% | 0% | 0% | 0% | 0% | 0% | 0% | 0% | 0% | 0% | 0% | 0% | 0% | 0% | 0% | 0% | 0% | 0% | 0% | 0% | 0% | 0% | 0% | 0% | 0% | 0% | 0% | 0% | 0% | 0% | 0%
Capex spend share normalised | % |  | 0% | 0% | 0% | 12.57% | 22.84% | 29.19% | 22.84% | 12.57% | 0% | 0% | 0% | 0% | 0% | 0% | 0% | 0% | 0% | 0% | 0% | 0% | 0% | 0% | 0% | 0% | 0% | 0% | 0% | 0% | 0% | 0% | 0% | 0% | 0% | 0% | 0% | 0% | 0% | 0% | 0% | 0% | 0% | 0% | 0% | 0% | 0% | 0% | 0% | 0% | 0% | 0% | 0% | 0% | 0% | 0% | 0% | 0% | 0% | 0% | 0% | 0% | 0% | 0% | 0% | 0% | 0% | 0% | 0% | 0% | 0% | 0%
3. Investment (m PLN)
Overnight capex spend | m PLN | 11400 | 0 | 0 | 0 | 1432.5 | 2603.7162 | 3327.5676 | 2603.7162 | 1432.5 | 0 | 0 | 0 | 0 | 0 | 0 | 0 | 0 | 0 | 0 | 0 | 0 | 0 | 0 | 0 | 0 | 0 | 0 | 0 | 0 | 0 | 0 | 0 | 0 | 0 | 0 | 0 | 0 | 0 | 0 | 0 | 0 | 0 | 0 | 0 | 0 | 0 | 0 | 0 | 0 | 0 | 0 | 0 | 0 | 0 | 0 | 0 | 0 | 0 | 0 | 0 | 0 | 0 | 0 | 0 | 0 | 0 | 0 | 0 | 0 | 0 | 0
Other capex (pre-development at FID, first core at COD−1, grid spread) | m PLN | 1175 | 0 | 0 | 0 | 515.7072 | 28.5495 | 36.4865 | 28.5495 | 565.7072 | 0 | 0 | 0 | 0 | 0 | 0 | 0 | 0 | 0 | 0 | 0 | 0 | 0 | 0 | 0 | 0 | 0 | 0 | 0 | 0 | 0 | 0 | 0 | 0 | 0 | 0 | 0 | 0 | 0 | 0 | 0 | 0 | 0 | 0 | 0 | 0 | 0 | 0 | 0 | 0 | 0 | 0 | 0 | 0 | 0 | 0 | 0 | 0 | 0 | 0 | 0 | 0 | 0 | 0 | 0 | 0 | 0 | 0 | 0 | 0 | 0 | 0
Total capex | m PLN | 12575 | 0 | 0 | 0 | 1948.2073 | 2632.2657 | 3364.0541 | 2632.2657 | 1998.2073 | 0 | 0 | 0 | 0 | 0 | 0 | 0 | 0 | 0 | 0 | 0 | 0 | 0 | 0 | 0 | 0 | 0 | 0 | 0 | 0 | 0 | 0 | 0 | 0 | 0 | 0 | 0 | 0 | 0 | 0 | 0 | 0 | 0 | 0 | 0 | 0 | 0 | 0 | 0 | 0 | 0 | 0 | 0 | 0 | 0 | 0 | 0 | 0 | 0 | 0 | 0 | 0 | 0 | 0 | 0 | 0 | 0 | 0 | 0 | 0 | 0 | 0
4. Market inputs (selected case, from Input)
Annual mean day-ahead price | PLN/MWh |  | 496 | 445 | 420 | 410 | 408 | 406 | 404 | 402 | 400 | 398 | 396 | 394 | 392 | 390 | 389 | 388 | 387 | 386 | 385 | 384 | 383 | 382 | 381 | 380 | 380 | 380 | 380 | 380 | 380 | 380 | 380 | 380 | 380 | 380 | 380 | 380 | 380 | 380 | 380 | 380 | 380 | 380 | 380 | 380 | 380 | 380 | 380 | 380 | 380 | 380 | 380 | 380 | 380 | 380 | 380 | 380 | 380 | 380 | 380 | 380 | 380 | 380 | 380 | 380 | 380 | 380 | 380 | 380 | 380 | 380
5. Dispatch (from hourly twin) and revenue
Capacity factor (twin) | % |  | 0% | 0% | 0% | 0% | 0% | 0% | 0% | 0% | 92.59% | 88.78% | 88.78% | 95.56% | 91.62% | 91.62% | 95.56% | 91.62% | 91.63% | 89% | 91.63% | 91.63% | 95.56% | 91.63% | 91.64% | 95.57% | 91.63% | 91.63% | 95.56% | 87.69% | 91.63% | 95.56% | 91.62% | 91.62% | 95.56% | 91.62% | 91.62% | 95.56% | 91.62% | 87.68% | 95.56% | 91.62% | 91.62% | 95.56% | 91.62% | 91.62% | 95.56% | 91.62% | 91.62% | 88.99% | 88.23% | 88.23% | 92.16% | 88.23% | 88.23% | 92.16% | 88.23% | 88.23% | 92.16% | 84.29% | 88.23% | 92.16% | 88.23% | 88.23% | 92.16% | 88.23% | 88.23% | 92.16% | 88.23% | 84.29% | 0% | 0%
Net generation (twin CF already net of load-following capability loss) | MWh | 143769592.122 | 0 | 0 | 0 | 0 | 0 | 0 | 0 | 0 | 2433340.26 | 2333109.636 | 2333109.636 | 2511296.424 | 2407857.27 | 2407897.284 | 2511400.164 | 2407857.27 | 2407920.996 | 2338919.076 | 2407984.722 | 2407984.722 | 2511423.876 | 2408024.736 | 2408168.49 | 2511591.342 | 2407944.708 | 2407944.708 | 2511383.862 | 2304378.102 | 2407944.708 | 2511343.848 | 2407840.968 | 2407777.242 | 2511280.122 | 2407777.242 | 2407777.242 | 2511280.122 | 2407777.242 | 2304274.362 | 2511280.122 | 2407777.242 | 2407777.242 | 2511280.122 | 2407777.242 | 2407777.242 | 2511280.122 | 2407777.242 | 2407777.242 | 2338775.322 | 2318584.554 | 2318584.554 | 2422087.434 | 2318584.554 | 2318584.554 | 2422087.434 | 2318584.554 | 2318584.554 | 2422087.434 | 2215081.674 | 2318584.554 | 2422087.434 | 2318584.554 | 2318584.554 | 2422087.434 | 2318584.554 | 2318584.554 | 2422087.434 | 2318584.554 | 2215081.674 | 0 | 0
Capture price = mean × capture ratio (twin) | PLN/MWh |  | 0 | 0 | 0 | 0 | 0 | 0 | 0 | 0 | 401.7312 | 397.6642 | 395.657 | 395.6963 | 391.6241 | 389.6074 | 390.6758 | 387.6017 | 386.587 | 385.3924 | 384.5718 | 383.5642 | 384.7103 | 381.572 | 380.5228 | 381.7021 | 379.5724 | 379.5831 | 381.786 | 380.0143 | 379.5712 | 381.8306 | 379.5819 | 379.5952 | 381.8701 | 379.579 | 379.5709 | 381.8828 | 379.5709 | 379.8847 | 381.8828 | 379.5709 | 379.5709 | 381.8828 | 379.5709 | 379.5709 | 381.8828 | 379.5709 | 379.5709 | 379.1991 | 394.6564 | 394.6564 | 396.4088 | 394.6564 | 394.6564 | 396.4088 | 394.6564 | 394.6564 | 396.4088 | 395.6878 | 394.6564 | 396.4088 | 394.6564 | 394.6564 | 396.4088 | 394.6564 | 394.6564 | 396.4088 | 394.6564 | 395.6878 | 0 | 0
Market revenue | m PLN | 55699.9412 | 0 | 0 | 0 | 0 | 0 | 0 | 0 | 0 | 977.5487 | 927.7943 | 923.1112 | 993.7107 | 942.9749 | 938.1346 | 981.1432 | 933.2895 | 930.871 | 901.4016 | 926.043 | 923.6168 | 966.1707 | 918.8348 | 916.3629 | 958.6797 | 913.9895 | 914.0152 | 958.8111 | 875.6966 | 913.9866 | 958.9078 | 913.9729 | 913.9806 | 958.9827 | 913.9417 | 913.9222 | 959.0146 | 913.9222 | 875.3586 | 959.0146 | 913.9222 | 913.9222 | 959.0146 | 913.9222 | 913.9222 | 959.0146 | 913.9222 | 913.9222 | 886.8616 | 915.0443 | 915.0443 | 960.1367 | 915.0443 | 915.0443 | 960.1367 | 915.0443 | 915.0443 | 960.1367 | 876.4807 | 915.0443 | 960.1367 | 915.0443 | 915.0443 | 960.1367 | 915.0443 | 915.0443 | 960.1367 | 915.0443 | 876.4807 | 0 | 0
CfD reference price (daily TGeBase, generation-weighted; twin) | PLN/MWh |  | 0 | 0 | 0 | 0 | 0 | 0 | 0 | 0 | 399.7623 | 395.6301 | 393.6277 | 393.8 | 389.6637 | 387.6599 | 388.8083 | 385.6456 | 384.6434 | 383.3912 | 382.6405 | 381.6328 | 382.8462 | 379.6485 | 378.6277 | 379.8694 | 377.6271 | 377.6324 | 379.8982 | 377.9512 | 377.6041 | 379.9194 | 377.5831 | 377.578 | 379.9307 | 377.5506 | 377.5369 | 379.9326 | 377.5369 | 377.7594 | 379.9326 | 377.5369 | 377.5369 | 379.9326 | 377.5369 | 377.5369 | 379.9326 | 377.5369 | 377.5369 | 377.1052 | 0 | 0 | 0 | 0 | 0 | 0 | 0 | 0 | 0 | 0 | 0 | 0 | 0 | 0 | 0 | 0 | 0 | 0 | 0 | 0 | 0 | 0
CfD difference payment (+ top-up / − pay-back) | m PLN | 15881.9831 | 0 | 0 | 0 | 0 | 0 | 0 | 0 | 0 | 354.4165 | 349.4587 | 354.1305 | 380.7438 | 375.0209 | 379.8521 | 393.2959 | 384.696 | 387.1194 | 378.9547 | 391.9525 | 394.3791 | 408.273 | 399.1637 | 401.646 | 415.7765 | 404.018 | 404.0053 | 415.67 | 385.8941 | 404.0734 | 415.6101 | 404.1066 | 404.108 | 415.5712 | 404.174 | 404.207 | 415.5663 | 404.207 | 386.3188 | 415.5663 | 404.207 | 404.207 | 415.5663 | 404.207 | 404.207 | 415.5663 | 404.207 | 404.207 | 393.633 | 0 | 0 | 0 | 0 | 0 | 0 | 0 | 0 | 0 | 0 | 0 | 0 | 0 | 0 | 0 | 0 | 0 | 0 | 0 | 0 | 0 | 0
Capacity-market revenue | m PLN | 0 | 0 | 0 | 0 | 0 | 0 | 0 | 0 | 0 | 0 | 0 | 0 | 0 | 0 | 0 | 0 | 0 | 0 | 0 | 0 | 0 | 0 | 0 | 0 | 0 | 0 | 0 | 0 | 0 | 0 | 0 | 0 | 0 | 0 | 0 | 0 | 0 | 0 | 0 | 0 | 0 | 0 | 0 | 0 | 0 | 0 | 0 | 0 | 0 | 0 | 0 | 0 | 0 | 0 | 0 | 0 | 0 | 0 | 0 | 0 | 0 | 0 | 0 | 0 | 0 | 0 | 0 | 0 | 0 | 0 | 0
Balancing-services revenue | m PLN | 0 | 0 | 0 | 0 | 0 | 0 | 0 | 0 | 0 | 0 | 0 | 0 | 0 | 0 | 0 | 0 | 0 | 0 | 0 | 0 | 0 | 0 | 0 | 0 | 0 | 0 | 0 | 0 | 0 | 0 | 0 | 0 | 0 | 0 | 0 | 0 | 0 | 0 | 0 | 0 | 0 | 0 | 0 | 0 | 0 | 0 | 0 | 0 | 0 | 0 | 0 | 0 | 0 | 0 | 0 | 0 | 0 | 0 | 0 | 0 | 0 | 0 | 0 | 0 | 0 | 0 | 0 | 0 | 0 | 0 | 0
Total revenue | m PLN | 71581.9243 | 0 | 0 | 0 | 0 | 0 | 0 | 0 | 0 | 1331.9653 | 1277.253 | 1277.2417 | 1374.4545 | 1317.9957 | 1317.9867 | 1374.4391 | 1317.9855 | 1317.9903 | 1280.3563 | 1317.9955 | 1317.9959 | 1374.4437 | 1317.9986 | 1318.0089 | 1374.4562 | 1318.0075 | 1318.0205 | 1374.481 | 1261.5907 | 1318.0599 | 1374.5179 | 1318.0795 | 1318.0886 | 1374.5539 | 1318.1157 | 1318.1292 | 1374.5809 | 1318.1292 | 1261.6774 | 1374.5809 | 1318.1292 | 1318.1292 | 1374.5809 | 1318.1292 | 1318.1292 | 1374.5809 | 1318.1292 | 1318.1292 | 1280.4947 | 915.0443 | 915.0443 | 960.1367 | 915.0443 | 915.0443 | 960.1367 | 915.0443 | 915.0443 | 960.1367 | 876.4807 | 915.0443 | 960.1367 | 915.0443 | 915.0443 | 960.1367 | 915.0443 | 915.0443 | 960.1367 | 915.0443 | 876.4807 | 0 | 0
6. Operating costs (m PLN)
Nuclear fuel (incl. part-load efficiency effect, twin ratio) | m PLN | 4460.2223 | 0 | 0 | 0 | 0 | 0 | 0 | 0 | 0 | 75.445 | 72.3377 | 72.3377 | 77.8616 | 74.6549 | 74.6561 | 77.8647 | 74.6549 | 74.6568 | 72.5178 | 74.6587 | 74.6587 | 77.8654 | 74.6598 | 74.6641 | 77.8703 | 74.6575 | 74.6575 | 77.8642 | 71.447 | 74.6575 | 77.863 | 74.6544 | 74.6526 | 77.8611 | 74.6526 | 74.6526 | 77.8611 | 74.6526 | 71.444 | 77.8611 | 74.6526 | 74.6526 | 77.8611 | 74.6526 | 74.6526 | 77.8611 | 74.6526 | 74.6526 | 72.5135 | 72.0217 | 72.0217 | 75.2303 | 72.0217 | 72.0217 | 75.2303 | 72.0217 | 72.0217 | 75.2303 | 68.8131 | 72.0217 | 75.2303 | 72.0217 | 72.0217 | 75.2303 | 72.0217 | 72.0217 | 75.2303 | 72.0217 | 68.8131 | 0 | 0
CO2 cost | m PLN | 0 | 0 | 0 | 0 | 0 | 0 | 0 | 0 | 0 | 0 | 0 | 0 | 0 | 0 | 0 | 0 | 0 | 0 | 0 | 0 | 0 | 0 | 0 | 0 | 0 | 0 | 0 | 0 | 0 | 0 | 0 | 0 | 0 | 0 | 0 | 0 | 0 | 0 | 0 | 0 | 0 | 0 | 0 | 0 | 0 | 0 | 0 | 0 | 0 | 0 | 0 | 0 | 0 | 0 | 0 | 0 | 0 | 0 | 0 | 0 | 0 | 0 | 0 | 0 | 0 | 0 | 0 | 0 | 0 | 0 | 0
Variable O&M | m PLN | 1581.4655 | 0 | 0 | 0 | 0 | 0 | 0 | 0 | 0 | 26.7667 | 25.6642 | 25.6642 | 27.6243 | 26.4864 | 26.4869 | 27.6254 | 26.4864 | 26.4871 | 25.7281 | 26.4878 | 26.4878 | 27.6257 | 26.4883 | 26.4899 | 27.6275 | 26.4874 | 26.4874 | 27.6252 | 25.3482 | 26.4874 | 27.6248 | 26.4863 | 26.4855 | 27.6241 | 26.4855 | 26.4855 | 27.6241 | 26.4855 | 25.347 | 27.6241 | 26.4855 | 26.4855 | 27.6241 | 26.4855 | 26.4855 | 27.6241 | 26.4855 | 26.4855 | 25.7265 | 25.5044 | 25.5044 | 26.643 | 25.5044 | 25.5044 | 26.643 | 25.5044 | 25.5044 | 26.643 | 24.3659 | 25.5044 | 26.643 | 25.5044 | 25.5044 | 26.643 | 25.5044 | 25.5044 | 26.643 | 25.5044 | 24.3659 | 0 | 0
Start-up / cycling cost | m PLN | 0 | 0 | 0 | 0 | 0 | 0 | 0 | 0 | 0 | 0 | 0 | 0 | 0 | 0 | 0 | 0 | 0 | 0 | 0 | 0 | 0 | 0 | 0 | 0 | 0 | 0 | 0 | 0 | 0 | 0 | 0 | 0 | 0 | 0 | 0 | 0 | 0 | 0 | 0 | 0 | 0 | 0 | 0 | 0 | 0 | 0 | 0 | 0 | 0 | 0 | 0 | 0 | 0 | 0 | 0 | 0 | 0 | 0 | 0 | 0 | 0 | 0 | 0 | 0 | 0 | 0 | 0 | 0 | 0 | 0 | 0
Decommissioning & waste fund | m PLN | 3738.0094 | 0 | 0 | 0 | 0 | 0 | 0 | 0 | 0 | 63.2668 | 60.6609 | 60.6609 | 65.2937 | 62.6043 | 62.6053 | 65.2964 | 62.6043 | 62.6059 | 60.8119 | 62.6076 | 62.6076 | 65.297 | 62.6086 | 62.6124 | 65.3014 | 62.6066 | 62.6066 | 65.296 | 59.9138 | 62.6066 | 65.2949 | 62.6039 | 62.6022 | 65.2933 | 62.6022 | 62.6022 | 65.2933 | 62.6022 | 59.9111 | 65.2933 | 62.6022 | 62.6022 | 65.2933 | 62.6022 | 62.6022 | 65.2933 | 62.6022 | 62.6022 | 60.8082 | 60.2832 | 60.2832 | 62.9743 | 60.2832 | 60.2832 | 62.9743 | 60.2832 | 60.2832 | 62.9743 | 57.5921 | 60.2832 | 62.9743 | 60.2832 | 60.2832 | 62.9743 | 60.2832 | 60.2832 | 62.9743 | 60.2832 | 57.5921 | 0 | 0
Fixed O&M (× single-unit multiplier, × load-following uplift) | m PLN | 9689.94 | 0 | 0 | 0 | 0 | 0 | 0 | 0 | 0 | 236.34 | 236.34 | 236.34 | 157.56 | 157.56 | 157.56 | 157.56 | 157.56 | 157.56 | 157.56 | 157.56 | 157.56 | 157.56 | 157.56 | 157.56 | 157.56 | 157.56 | 157.56 | 157.56 | 157.56 | 157.56 | 157.56 | 157.56 | 157.56 | 157.56 | 157.56 | 157.56 | 157.56 | 157.56 | 157.56 | 157.56 | 157.56 | 157.56 | 157.56 | 157.56 | 157.56 | 157.56 | 157.56 | 157.56 | 157.56 | 157.56 | 157.56 | 157.56 | 157.56 | 157.56 | 157.56 | 157.56 | 157.56 | 157.56 | 157.56 | 157.56 | 157.56 | 157.56 | 157.56 | 157.56 | 157.56 | 157.56 | 157.56 | 157.56 | 157.56 | 0 | 0
memo: staff cost inside fixed O&M | m PLN | 3132 | 0 | 0 | 0 | 0 | 0 | 0 | 0 | 0 | 52.2 | 52.2 | 52.2 | 52.2 | 52.2 | 52.2 | 52.2 | 52.2 | 52.2 | 52.2 | 52.2 | 52.2 | 52.2 | 52.2 | 52.2 | 52.2 | 52.2 | 52.2 | 52.2 | 52.2 | 52.2 | 52.2 | 52.2 | 52.2 | 52.2 | 52.2 | 52.2 | 52.2 | 52.2 | 52.2 | 52.2 | 52.2 | 52.2 | 52.2 | 52.2 | 52.2 | 52.2 | 52.2 | 52.2 | 52.2 | 52.2 | 52.2 | 52.2 | 52.2 | 52.2 | 52.2 | 52.2 | 52.2 | 52.2 | 52.2 | 52.2 | 52.2 | 52.2 | 52.2 | 52.2 | 52.2 | 52.2 | 52.2 | 52.2 | 52.2 | 0 | 0
Sustaining capex | m PLN | 3547.8 | 0 | 0 | 0 | 0 | 0 | 0 | 0 | 0 | 59.13 | 59.13 | 59.13 | 59.13 | 59.13 | 59.13 | 59.13 | 59.13 | 59.13 | 59.13 | 59.13 | 59.13 | 59.13 | 59.13 | 59.13 | 59.13 | 59.13 | 59.13 | 59.13 | 59.13 | 59.13 | 59.13 | 59.13 | 59.13 | 59.13 | 59.13 | 59.13 | 59.13 | 59.13 | 59.13 | 59.13 | 59.13 | 59.13 | 59.13 | 59.13 | 59.13 | 59.13 | 59.13 | 59.13 | 59.13 | 59.13 | 59.13 | 59.13 | 59.13 | 59.13 | 59.13 | 59.13 | 59.13 | 59.13 | 59.13 | 59.13 | 59.13 | 59.13 | 59.13 | 59.13 | 59.13 | 59.13 | 59.13 | 59.13 | 59.13 | 0 | 0
Gas capacity booking | m PLN | 0 | 0 | 0 | 0 | 0 | 0 | 0 | 0 | 0 | 0 | 0 | 0 | 0 | 0 | 0 | 0 | 0 | 0 | 0 | 0 | 0 | 0 | 0 | 0 | 0 | 0 | 0 | 0 | 0 | 0 | 0 | 0 | 0 | 0 | 0 | 0 | 0 | 0 | 0 | 0 | 0 | 0 | 0 | 0 | 0 | 0 | 0 | 0 | 0 | 0 | 0 | 0 | 0 | 0 | 0 | 0 | 0 | 0 | 0 | 0 | 0 | 0 | 0 | 0 | 0 | 0 | 0 | 0 | 0 | 0 | 0
Property tax (2 % of budowle value) | m PLN | 2736 | 0 | 0 | 0 | 0 | 0 | 0 | 0 | 0 | 45.6 | 45.6 | 45.6 | 45.6 | 45.6 | 45.6 | 45.6 | 45.6 | 45.6 | 45.6 | 45.6 | 45.6 | 45.6 | 45.6 | 45.6 | 45.6 | 45.6 | 45.6 | 45.6 | 45.6 | 45.6 | 45.6 | 45.6 | 45.6 | 45.6 | 45.6 | 45.6 | 45.6 | 45.6 | 45.6 | 45.6 | 45.6 | 45.6 | 45.6 | 45.6 | 45.6 | 45.6 | 45.6 | 45.6 | 45.6 | 45.6 | 45.6 | 45.6 | 45.6 | 45.6 | 45.6 | 45.6 | 45.6 | 45.6 | 45.6 | 45.6 | 45.6 | 45.6 | 45.6 | 45.6 | 45.6 | 45.6 | 45.6 | 45.6 | 45.6 | 0 | 0
URE licence fee | m PLN | 357.9096 | 0 | 0 | 0 | 0 | 0 | 0 | 0 | 0 | 6.6598 | 6.3863 | 6.3862 | 6.8723 | 6.59 | 6.5899 | 6.8722 | 6.5899 | 6.59 | 6.4018 | 6.59 | 6.59 | 6.8722 | 6.59 | 6.59 | 6.8723 | 6.59 | 6.5901 | 6.8724 | 6.308 | 6.5903 | 6.8726 | 6.5904 | 6.5904 | 6.8728 | 6.5906 | 6.5906 | 6.8729 | 6.5906 | 6.3084 | 6.8729 | 6.5906 | 6.5906 | 6.8729 | 6.5906 | 6.5906 | 6.8729 | 6.5906 | 6.5906 | 6.4025 | 4.5752 | 4.5752 | 4.8007 | 4.5752 | 4.5752 | 4.8007 | 4.5752 | 4.5752 | 4.8007 | 4.3824 | 4.5752 | 4.8007 | 4.5752 | 4.5752 | 4.8007 | 4.5752 | 4.5752 | 4.8007 | 4.5752 | 4.3824 | 0 | 0
Total opex | m PLN | 26111.3468 | 0 | 0 | 0 | 0 | 0 | 0 | 0 | 0 | 513.2084 | 506.1191 | 506.119 | 439.9419 | 432.6256 | 432.6283 | 439.9487 | 432.6256 | 432.6298 | 427.7495 | 432.6341 | 432.6341 | 439.9503 | 432.6368 | 432.6464 | 439.9615 | 432.6315 | 432.6315 | 439.9478 | 425.3069 | 432.6317 | 439.9453 | 432.625 | 432.6208 | 439.9413 | 432.6209 | 432.621 | 439.9414 | 432.621 | 425.3005 | 439.9414 | 432.621 | 432.621 | 439.9414 | 432.621 | 432.621 | 439.9414 | 432.621 | 432.621 | 427.7407 | 424.6745 | 424.6745 | 431.9382 | 424.6745 | 424.6745 | 431.9382 | 424.6745 | 424.6745 | 431.9382 | 417.4435 | 424.6745 | 431.9382 | 424.6745 | 424.6745 | 431.9382 | 424.6745 | 424.6745 | 431.9382 | 424.6745 | 417.4435 | 0 | 0
EBITDA | m PLN | 45470.5776 | 0 | 0 | 0 | 0 | 0 | 0 | 0 | 0 | 818.7569 | 771.134 | 771.1227 | 934.5126 | 885.3701 | 885.3584 | 934.4903 | 885.36 | 885.3605 | 852.6067 | 885.3614 | 885.3618 | 934.4934 | 885.3618 | 885.3626 | 934.4947 | 885.376 | 885.389 | 934.5333 | 836.2837 | 885.4282 | 934.5726 | 885.4546 | 885.4679 | 934.6126 | 885.4948 | 885.5082 | 934.6395 | 885.5082 | 836.3769 | 934.6395 | 885.5082 | 885.5082 | 934.6395 | 885.5082 | 885.5082 | 934.6395 | 885.5082 | 885.5082 | 852.754 | 490.3697 | 490.3697 | 528.1985 | 490.3697 | 490.3697 | 528.1985 | 490.3697 | 490.3697 | 528.1985 | 459.0372 | 490.3697 | 528.1985 | 490.3697 | 490.3697 | 528.1985 | 490.3697 | 490.3697 | 528.1985 | 490.3697 | 459.0372 | 0 | 0
End-of-life provision (nuclear: covered by fund) | m PLN | 0 | 0 | 0 | 0 | 0 | 0 | 0 | 0 | 0 | 0 | 0 | 0 | 0 | 0 | 0 | 0 | 0 | 0 | 0 | 0 | 0 | 0 | 0 | 0 | 0 | 0 | 0 | 0 | 0 | 0 | 0 | 0 | 0 | 0 | 0 | 0 | 0 | 0 | 0 | 0 | 0 | 0 | 0 | 0 | 0 | 0 | 0 | 0 | 0 | 0 | 0 | 0 | 0 | 0 | 0 | 0 | 0 | 0 | 0 | 0 | 0 | 0 | 0 | 0 | 0 | 0 | 0 | 0 | 0 | 0 | 0
7. Tax (Polish CIT, straight-line KŚT depreciation, loss carry-forward)
Depreciation — KŚT group (b) | m PLN | 2515 | 0 | 0 | 0 | 0 | 0 | 0 | 0 | 0 | 62.875 | 62.875 | 62.875 | 62.875 | 62.875 | 62.875 | 62.875 | 62.875 | 62.875 | 62.875 | 62.875 | 62.875 | 62.875 | 62.875 | 62.875 | 62.875 | 62.875 | 62.875 | 62.875 | 62.875 | 62.875 | 62.875 | 62.875 | 62.875 | 62.875 | 62.875 | 62.875 | 62.875 | 62.875 | 62.875 | 62.875 | 62.875 | 62.875 | 62.875 | 62.875 | 62.875 | 62.875 | 62.875 | 62.875 | 62.875 | 0 | 0 | 0 | 0 | 0 | 0 | 0 | 0 | 0 | 0 | 0 | 0 | 0 | 0 | 0 | 0 | 0 | 0 | 0 | 0 | 0 | 0
Depreciation — KŚT group (s) | m PLN | 1886.25 | 0 | 0 | 0 | 0 | 0 | 0 | 0 | 0 | 84.8812 | 84.8812 | 84.8812 | 84.8812 | 84.8812 | 84.8812 | 84.8812 | 84.8812 | 84.8812 | 84.8812 | 84.8812 | 84.8812 | 84.8812 | 84.8812 | 84.8812 | 84.8812 | 84.8812 | 84.8812 | 84.8812 | 84.8812 | 84.8812 | 84.8812 | 18.8625 | 0 | 0 | 0 | 0 | 0 | 0 | 0 | 0 | 0 | 0 | 0 | 0 | 0 | 0 | 0 | 0 | 0 | 0 | 0 | 0 | 0 | 0 | 0 | 0 | 0 | 0 | 0 | 0 | 0 | 0 | 0 | 0 | 0 | 0 | 0 | 0 | 0 | 0 | 0
Depreciation — KŚT group (r) | m PLN | 3143.75 | 0 | 0 | 0 | 0 | 0 | 0 | 0 | 0 | 440.125 | 440.125 | 440.125 | 440.125 | 440.125 | 440.125 | 440.125 | 62.875 | 0 | 0 | 0 | 0 | 0 | 0 | 0 | 0 | 0 | 0 | 0 | 0 | 0 | 0 | 0 | 0 | 0 | 0 | 0 | 0 | 0 | 0 | 0 | 0 | 0 | 0 | 0 | 0 | 0 | 0 | 0 | 0 | 0 | 0 | 0 | 0 | 0 | 0 | 0 | 0 | 0 | 0 | 0 | 0 | 0 | 0 | 0 | 0 | 0 | 0 | 0 | 0 | 0 | 0
Depreciation — KŚT group (t) | m PLN | 3772.5 | 0 | 0 | 0 | 0 | 0 | 0 | 0 | 0 | 264.075 | 264.075 | 264.075 | 264.075 | 264.075 | 264.075 | 264.075 | 264.075 | 264.075 | 264.075 | 264.075 | 264.075 | 264.075 | 264.075 | 75.45 | 0 | 0 | 0 | 0 | 0 | 0 | 0 | 0 | 0 | 0 | 0 | 0 | 0 | 0 | 0 | 0 | 0 | 0 | 0 | 0 | 0 | 0 | 0 | 0 | 0 | 0 | 0 | 0 | 0 | 0 | 0 | 0 | 0 | 0 | 0 | 0 | 0 | 0 | 0 | 0 | 0 | 0 | 0 | 0 | 0 | 0 | 0
Depreciation — KŚT group (d) | m PLN | 1257.5 | 0 | 0 | 0 | 0 | 0 | 0 | 0 | 0 | 125.75 | 125.75 | 125.75 | 125.75 | 125.75 | 125.75 | 125.75 | 125.75 | 125.75 | 125.75 | 0 | 0 | 0 | 0 | 0 | 0 | 0 | 0 | 0 | 0 | 0 | 0 | 0 | 0 | 0 | 0 | 0 | 0 | 0 | 0 | 0 | 0 | 0 | 0 | 0 | 0 | 0 | 0 | 0 | 0 | 0 | 0 | 0 | 0 | 0 | 0 | 0 | 0 | 0 | 0 | 0 | 0 | 0 | 0 | 0 | 0 | 0 | 0 | 0 | 0 | 0 | 0
Total tax depreciation | m PLN | 12575 | 0 | 0 | 0 | 0 | 0 | 0 | 0 | 0 | 977.7062 | 977.7062 | 977.7062 | 977.7062 | 977.7062 | 977.7062 | 977.7062 | 600.4562 | 537.5812 | 537.5812 | 411.8313 | 411.8313 | 411.8313 | 411.8313 | 223.2062 | 147.7562 | 147.7562 | 147.7562 | 147.7562 | 147.7562 | 147.7562 | 147.7562 | 81.7375 | 62.875 | 62.875 | 62.875 | 62.875 | 62.875 | 62.875 | 62.875 | 62.875 | 62.875 | 62.875 | 62.875 | 62.875 | 62.875 | 62.875 | 62.875 | 62.875 | 62.875 | 0 | 0 | 0 | 0 | 0 | 0 | 0 | 0 | 0 | 0 | 0 | 0 | 0 | 0 | 0 | 0 | 0 | 0 | 0 | 0 | 0 | 0
Taxable EBIT (EBITDA − depreciation − provisions) | m PLN | 32895.5776 | 0 | 0 | 0 | 0 | 0 | 0 | 0 | 0 | -158.9494 | -206.5723 | -206.5836 | -43.1936 | -92.3361 | -92.3478 | -43.2159 | 284.9037 | 347.7793 | 315.0255 | 473.5301 | 473.5306 | 522.6622 | 473.5306 | 662.1563 | 786.7385 | 737.6198 | 737.6327 | 786.777 | 688.5275 | 737.672 | 786.8163 | 803.7171 | 822.5929 | 871.7376 | 822.6198 | 822.6332 | 871.7645 | 822.6332 | 773.5019 | 871.7645 | 822.6332 | 822.6332 | 871.7645 | 822.6332 | 822.6332 | 871.7645 | 822.6332 | 822.6332 | 789.879 | 490.3697 | 490.3697 | 528.1985 | 490.3697 | 490.3697 | 528.1985 | 490.3697 | 490.3697 | 528.1985 | 459.0372 | 490.3697 | 528.1985 | 490.3697 | 490.3697 | 528.1985 | 490.3697 | 490.3697 | 528.1985 | 490.3697 | 459.0372 | 0 | 0
Loss utilisation (50 % cap per year, simplified pool) | m PLN |  | 0 | 0 | 0 | 0 | 0 | 0 | 0 | 0 | 0 | 0 | 0 | 0 | 0 | 0 | 0 | 142.4519 | 173.8896 | 157.5127 | 236.7651 | 132.5794 | 0 | 0 | 0 | 0 | 0 | 0 | 0 | 0 | 0 | 0 | 0 | 0 | 0 | 0 | 0 | 0 | 0 | 0 | 0 | 0 | 0 | 0 | 0 | 0 | 0 | 0 | 0 | 0 | 0 | 0 | 0 | 0 | 0 | 0 | 0 | 0 | 0 | 0 | 0 | 0 | 0 | 0 | 0 | 0 | 0 | 0 | 0 | 0 | 0 | 0
Loss pool carried forward (EoY) | m PLN |  | 0 | 0 | 0 | 0 | 0 | 0 | 0 | 0 | 158.9494 | 365.5216 | 572.1052 | 615.2988 | 707.6349 | 799.9827 | 843.1987 | 700.7468 | 526.8572 | 369.3444 | 132.5794 | 0 | 0 | 0 | 0 | 0 | 0 | 0 | 0 | 0 | 0 | 0 | 0 | 0 | 0 | 0 | 0 | 0 | 0 | 0 | 0 | 0 | 0 | 0 | 0 | 0 | 0 | 0 | 0 | 0 | 0 | 0 | 0 | 0 | 0 | 0 | 0 | 0 | 0 | 0 | 0 | 0 | 0 | 0 | 0 | 0 | 0 | 0 | 0 | 0 | 0 | 0
Taxable income | m PLN | 32895.5776 | 0 | 0 | 0 | 0 | 0 | 0 | 0 | 0 | 0 | 0 | 0 | 0 | 0 | 0 | 0 | 142.4519 | 173.8896 | 157.5127 | 236.7651 | 340.9512 | 522.6622 | 473.5306 | 662.1563 | 786.7385 | 737.6198 | 737.6327 | 786.777 | 688.5275 | 737.672 | 786.8163 | 803.7171 | 822.5929 | 871.7376 | 822.6198 | 822.6332 | 871.7645 | 822.6332 | 773.5019 | 871.7645 | 822.6332 | 822.6332 | 871.7645 | 822.6332 | 822.6332 | 871.7645 | 822.6332 | 822.6332 | 789.879 | 490.3697 | 490.3697 | 528.1985 | 490.3697 | 490.3697 | 528.1985 | 490.3697 | 490.3697 | 528.1985 | 459.0372 | 490.3697 | 528.1985 | 490.3697 | 490.3697 | 528.1985 | 490.3697 | 490.3697 | 528.1985 | 490.3697 | 459.0372 | 0 | 0
CIT | m PLN | 6250.1597 | 0 | 0 | 0 | 0 | 0 | 0 | 0 | 0 | 0 | 0 | 0 | 0 | 0 | 0 | 0 | 27.0659 | 33.039 | 29.9274 | 44.9854 | 64.7807 | 99.3058 | 89.9708 | 125.8097 | 149.4803 | 140.1478 | 140.1502 | 149.4876 | 130.8202 | 140.1577 | 149.4951 | 152.7062 | 156.2926 | 165.6301 | 156.2978 | 156.3003 | 165.6353 | 156.3003 | 146.9654 | 165.6353 | 156.3003 | 156.3003 | 165.6353 | 156.3003 | 156.3003 | 165.6353 | 156.3003 | 156.3003 | 150.077 | 93.1703 | 93.1703 | 100.3577 | 93.1703 | 93.1703 | 100.3577 | 93.1703 | 93.1703 | 100.3577 | 87.2171 | 93.1703 | 100.3577 | 93.1703 | 93.1703 | 100.3577 | 93.1703 | 93.1703 | 100.3577 | 93.1703 | 87.2171 | 0 | 0
8. Cash flow and valuation (m PLN)
Pre-tax free cash flow | m PLN | 32895.5776 | 0 | 0 | 0 | -1948.2073 | -2632.2657 | -3364.0541 | -2632.2657 | -1998.2073 | 818.7569 | 771.134 | 771.1227 | 934.5126 | 885.3701 | 885.3584 | 934.4903 | 885.36 | 885.3605 | 852.6067 | 885.3614 | 885.3618 | 934.4934 | 885.3618 | 885.3626 | 934.4947 | 885.376 | 885.389 | 934.5333 | 836.2837 | 885.4282 | 934.5726 | 885.4546 | 885.4679 | 934.6126 | 885.4948 | 885.5082 | 934.6395 | 885.5082 | 836.3769 | 934.6395 | 885.5082 | 885.5082 | 934.6395 | 885.5082 | 885.5082 | 934.6395 | 885.5082 | 885.5082 | 852.754 | 490.3697 | 490.3697 | 528.1985 | 490.3697 | 490.3697 | 528.1985 | 490.3697 | 490.3697 | 528.1985 | 459.0372 | 490.3697 | 528.1985 | 490.3697 | 490.3697 | 528.1985 | 490.3697 | 490.3697 | 528.1985 | 490.3697 | 459.0372 | 0 | 0
Post-tax free cash flow (unlevered) | m PLN | 26645.4178 | 0 | 0 | 0 | -1948.2073 | -2632.2657 | -3364.0541 | -2632.2657 | -1998.2073 | 818.7569 | 771.134 | 771.1227 | 934.5126 | 885.3701 | 885.3584 | 934.4903 | 858.2941 | 852.3215 | 822.6793 | 840.376 | 820.5811 | 835.1876 | 795.391 | 759.5529 | 785.0144 | 745.2283 | 745.2387 | 785.0456 | 705.4635 | 745.2705 | 785.0775 | 732.7483 | 729.1752 | 768.9825 | 729.197 | 729.2079 | 769.0043 | 729.2079 | 689.4115 | 769.0043 | 729.2079 | 729.2079 | 769.0043 | 729.2079 | 729.2079 | 769.0043 | 729.2079 | 729.2079 | 702.677 | 397.1995 | 397.1995 | 427.8408 | 397.1995 | 397.1995 | 427.8408 | 397.1995 | 397.1995 | 427.8408 | 371.8201 | 397.1995 | 427.8408 | 397.1995 | 397.1995 | 427.8408 | 397.1995 | 397.1995 | 427.8408 | 397.1995 | 371.8201 | 0 | 0
Cumulative post-tax FCF | m PLN |  | 0 | 0 | 0 | -1948.2073 | -4580.473 | -7944.527 | -10576.7927 | -12575 | -11756.2431 | -10985.1091 | -10213.9864 | -9279.4738 | -8394.1037 | -7508.7452 | -6574.2549 | -5715.9608 | -4863.6393 | -4040.96 | -3200.584 | -2380.0029 | -1544.8153 | -749.4243 | 10.1286 | 795.143 | 1540.3713 | 2285.61 | 3070.6557 | 3776.1192 | 4521.3897 | 5306.4672 | 6039.2155 | 6768.3907 | 7537.3732 | 8266.5702 | 8995.7781 | 9764.7824 | 10493.9903 | 11183.4018 | 11952.4061 | 12681.614 | 13410.8219 | 14179.8261 | 14909.034 | 15638.2419 | 16407.2462 | 17136.4541 | 17865.662 | 18568.339 | 18965.5385 | 19362.738 | 19790.5787 | 20187.7782 | 20584.9777 | 21012.8185 | 21410.018 | 21807.2175 | 22235.0583 | 22606.8784 | 23004.0779 | 23431.9187 | 23829.1182 | 24226.3177 | 24654.1584 | 25051.3579 | 25448.5574 | 25876.3982 | 26273.5977 | 26645.4178 | 26645.4178 | 26645.4178
Discounted post-tax FCF | m PLN | 501.5466 | 0 | 0 | 0 | -1948.2073 | -2506.9197 | -3051.2962 | -2273.8501 | -1643.9301 | 641.5174 | 575.4321 | 548.0225 | 632.5149 | 570.7175 | 543.5333 | 546.3771 | 477.9303 | 452.0043 | 415.5089 | 404.2352 | 375.9176 | 364.3896 | 330.5014 | 300.5809 | 295.8637 | 267.494 | 254.7598 | 255.5883 | 218.7416 | 220.0805 | 220.7958 | 196.2654 | 186.008 | 186.8215 | 168.7197 | 160.6879 | 161.388 | 145.7486 | 131.2328 | 139.413 | 125.9032 | 119.9078 | 120.4302 | 108.7599 | 103.5808 | 104.0321 | 93.9509 | 89.477 | 82.1158 | 44.2069 | 42.1018 | 43.1902 | 38.1876 | 36.3691 | 37.3093 | 32.9879 | 31.417 | 32.2292 | 26.6754 | 27.1392 | 27.8408 | 24.6161 | 23.4439 | 24.0499 | 21.2643 | 20.2517 | 20.7752 | 18.3689 | 16.3764 | 0 | 0
NPV post-tax @ WACC (m PLN) |  | 501.5466
NPV pre-tax @ WACC (m PLN) |  | 1715.4249
IRR post-tax (real) |  | 5.259%
PV of generation (MWh) |  | 37590927.1016
PV of all costs (capex + opex + provisions) |  | 18342.2345
PV capex |  | 11424.2033
PV fixed O&M |  | 2630.2097
PV fuel |  | 1165.6904
PV CO2 |  | 0
PV variable O&M + starts |  | 413.5002
PV decommissioning fund / provision |  | 977.3641
PV sustaining capex |  | 920.8417
PV property tax + licence + gas booking |  | 810.425
PV of revenue |  | 20057.6594
LCOE (PLN/MWh) |  | 487.9431
Levelised revenue (PLN/MWh) |  | 533.5771
Average capacity factor |  | 91.18%
PV of CfD payments / capacity support (m PLN) |  | 5501.49
Break-even strike EUR/MWh (post-tax ≈; NPV=0) |  | 120.8483
9. Fiscal flows — local government and State (m PLN)
Property tax → host gmina (Stalowa Wola) | m PLN | 1368 | 0 | 0 | 0 | 0 | 0 | 0 | 0 | 0 | 22.8 | 22.8 | 22.8 | 22.8 | 22.8 | 22.8 | 22.8 | 22.8 | 22.8 | 22.8 | 22.8 | 22.8 | 22.8 | 22.8 | 22.8 | 22.8 | 22.8 | 22.8 | 22.8 | 22.8 | 22.8 | 22.8 | 22.8 | 22.8 | 22.8 | 22.8 | 22.8 | 22.8 | 22.8 | 22.8 | 22.8 | 22.8 | 22.8 | 22.8 | 22.8 | 22.8 | 22.8 | 22.8 | 22.8 | 22.8 | 22.8 | 22.8 | 22.8 | 22.8 | 22.8 | 22.8 | 22.8 | 22.8 | 22.8 | 22.8 | 22.8 | 22.8 | 22.8 | 22.8 | 22.8 | 22.8 | 22.8 | 22.8 | 22.8 | 22.8 | 0 | 0
Property tax → bordering gminas (art. 50) | m PLN | 1368 | 0 | 0 | 0 | 0 | 0 | 0 | 0 | 0 | 22.8 | 22.8 | 22.8 | 22.8 | 22.8 | 22.8 | 22.8 | 22.8 | 22.8 | 22.8 | 22.8 | 22.8 | 22.8 | 22.8 | 22.8 | 22.8 | 22.8 | 22.8 | 22.8 | 22.8 | 22.8 | 22.8 | 22.8 | 22.8 | 22.8 | 22.8 | 22.8 | 22.8 | 22.8 | 22.8 | 22.8 | 22.8 | 22.8 | 22.8 | 22.8 | 22.8 | 22.8 | 22.8 | 22.8 | 22.8 | 22.8 | 22.8 | 22.8 | 22.8 | 22.8 | 22.8 | 22.8 | 22.8 | 22.8 | 22.8 | 22.8 | 22.8 | 22.8 | 22.8 | 22.8 | 22.8 | 22.8 | 22.8 | 22.8 | 22.8 | 0 | 0
CIT-income share → gmina | m PLN | 526.3292 | 0 | 0 | 0 | 0 | 0 | 0 | 0 | 0 | 0 | 0 | 0 | 0 | 0 | 0 | 0 | 2.2792 | 2.7822 | 2.5202 | 3.7882 | 5.4552 | 8.3626 | 7.5765 | 10.5945 | 12.5878 | 11.8019 | 11.8021 | 12.5884 | 11.0164 | 11.8028 | 12.5891 | 12.8595 | 13.1615 | 13.9478 | 13.1619 | 13.1621 | 13.9482 | 13.1621 | 12.376 | 13.9482 | 13.1621 | 13.1621 | 13.9482 | 13.1621 | 13.1621 | 13.9482 | 13.1621 | 13.1621 | 12.6381 | 7.8459 | 7.8459 | 8.4512 | 7.8459 | 7.8459 | 8.4512 | 7.8459 | 7.8459 | 8.4512 | 7.3446 | 7.8459 | 8.4512 | 7.8459 | 7.8459 | 8.4512 | 7.8459 | 7.8459 | 8.4512 | 7.8459 | 7.3446 | 0 | 0
CIT-income share → powiat | m PLN | 559.2248 | 0 | 0 | 0 | 0 | 0 | 0 | 0 | 0 | 0 | 0 | 0 | 0 | 0 | 0 | 0 | 2.4217 | 2.9561 | 2.6777 | 4.025 | 5.7962 | 8.8853 | 8.05 | 11.2567 | 13.3746 | 12.5395 | 12.5398 | 13.3752 | 11.705 | 12.5404 | 13.3759 | 13.6632 | 13.9841 | 14.8195 | 13.9845 | 13.9848 | 14.82 | 13.9848 | 13.1495 | 14.82 | 13.9848 | 13.9848 | 14.82 | 13.9848 | 13.9848 | 14.82 | 13.9848 | 13.9848 | 13.4279 | 8.3363 | 8.3363 | 8.9794 | 8.3363 | 8.3363 | 8.9794 | 8.3363 | 8.3363 | 8.9794 | 7.8036 | 8.3363 | 8.9794 | 8.3363 | 8.3363 | 8.9794 | 8.3363 | 8.3363 | 8.9794 | 8.3363 | 7.8036 | 0 | 0
CIT-income share → województwo | m PLN | 756.5983 | 0 | 0 | 0 | 0 | 0 | 0 | 0 | 0 | 0 | 0 | 0 | 0 | 0 | 0 | 0 | 3.2764 | 3.9995 | 3.6228 | 5.4456 | 7.8419 | 12.0212 | 10.8912 | 15.2296 | 18.095 | 16.9653 | 16.9656 | 18.0959 | 15.8361 | 16.9665 | 18.0968 | 18.4855 | 18.9196 | 20.05 | 18.9203 | 18.9206 | 20.0506 | 18.9206 | 17.7905 | 20.0506 | 18.9206 | 18.9206 | 20.0506 | 18.9206 | 18.9206 | 20.0506 | 18.9206 | 18.9206 | 18.1672 | 11.2785 | 11.2785 | 12.1486 | 11.2785 | 11.2785 | 12.1486 | 11.2785 | 11.2785 | 12.1486 | 10.5579 | 11.2785 | 12.1486 | 11.2785 | 11.2785 | 12.1486 | 11.2785 | 11.2785 | 12.1486 | 11.2785 | 10.5579 | 0 | 0
Gross salary per FTE (PLN/yr) |  | 240703.8513
PIT income base per FTE (PLN/yr) |  | 207703.3533
PIT per FTE (PLN/yr) |  | 38865.073
Construction worker PIT income base (PLN/yr) |  | 93193.2
PIT-income share → gmina (staff + construction workers) | m PLN | 102.5952 | 0 | 0 | 0 | 1.0531 | 1.9142 | 2.4463 | 1.9142 | 1.0531 | 1.5702 | 1.5702 | 1.5702 | 1.5702 | 1.5702 | 1.5702 | 1.5702 | 1.5702 | 1.5702 | 1.5702 | 1.5702 | 1.5702 | 1.5702 | 1.5702 | 1.5702 | 1.5702 | 1.5702 | 1.5702 | 1.5702 | 1.5702 | 1.5702 | 1.5702 | 1.5702 | 1.5702 | 1.5702 | 1.5702 | 1.5702 | 1.5702 | 1.5702 | 1.5702 | 1.5702 | 1.5702 | 1.5702 | 1.5702 | 1.5702 | 1.5702 | 1.5702 | 1.5702 | 1.5702 | 1.5702 | 1.5702 | 1.5702 | 1.5702 | 1.5702 | 1.5702 | 1.5702 | 1.5702 | 1.5702 | 1.5702 | 1.5702 | 1.5702 | 1.5702 | 1.5702 | 1.5702 | 1.5702 | 1.5702 | 1.5702 | 1.5702 | 1.5702 | 1.5702 | 0 | 0
PIT-income share → powiat | m PLN | 29.3129 | 0 | 0 | 0 | 0.30089 | 0.54691 | 0.69895 | 0.54691 | 0.30089 | 0.44864 | 0.44864 | 0.44864 | 0.44864 | 0.44864 | 0.44864 | 0.44864 | 0.44864 | 0.44864 | 0.44864 | 0.44864 | 0.44864 | 0.44864 | 0.44864 | 0.44864 | 0.44864 | 0.44864 | 0.44864 | 0.44864 | 0.44864 | 0.44864 | 0.44864 | 0.44864 | 0.44864 | 0.44864 | 0.44864 | 0.44864 | 0.44864 | 0.44864 | 0.44864 | 0.44864 | 0.44864 | 0.44864 | 0.44864 | 0.44864 | 0.44864 | 0.44864 | 0.44864 | 0.44864 | 0.44864 | 0.44864 | 0.44864 | 0.44864 | 0.44864 | 0.44864 | 0.44864 | 0.44864 | 0.44864 | 0.44864 | 0.44864 | 0.44864 | 0.44864 | 0.44864 | 0.44864 | 0.44864 | 0.44864 | 0.44864 | 0.44864 | 0.44864 | 0.44864 | 0 | 0
PIT-income share → województwo | m PLN | 4.7107 | 0 | 0 | 0 | 0 | 0 | 0 | 0 | 0 | 0.078512 | 0.078512 | 0.078512 | 0.078512 | 0.078512 | 0.078512 | 0.078512 | 0.078512 | 0.078512 | 0.078512 | 0.078512 | 0.078512 | 0.078512 | 0.078512 | 0.078512 | 0.078512 | 0.078512 | 0.078512 | 0.078512 | 0.078512 | 0.078512 | 0.078512 | 0.078512 | 0.078512 | 0.078512 | 0.078512 | 0.078512 | 0.078512 | 0.078512 | 0.078512 | 0.078512 | 0.078512 | 0.078512 | 0.078512 | 0.078512 | 0.078512 | 0.078512 | 0.078512 | 0.078512 | 0.078512 | 0.078512 | 0.078512 | 0.078512 | 0.078512 | 0.078512 | 0.078512 | 0.078512 | 0.078512 | 0.078512 | 0.078512 | 0.078512 | 0.078512 | 0.078512 | 0.078512 | 0.078512 | 0.078512 | 0.078512 | 0.078512 | 0.078512 | 0.078512 | 0 | 0
Total local-government revenue | m PLN | 4714.7711 | 0 | 0 | 0 | 1.354 | 2.4611 | 3.1453 | 2.4611 | 1.354 | 47.6974 | 47.6974 | 47.6974 | 47.6974 | 47.6974 | 47.6974 | 47.6974 | 55.6747 | 57.4352 | 56.5181 | 60.9562 | 66.7907 | 76.9665 | 74.2151 | 84.7781 | 91.7547 | 89.0041 | 89.0048 | 91.7569 | 86.2549 | 89.007 | 91.7591 | 92.7055 | 93.7626 | 96.5147 | 93.7641 | 93.7648 | 96.5162 | 93.7648 | 91.0135 | 96.5162 | 93.7648 | 93.7648 | 96.5162 | 93.7648 | 93.7648 | 96.5162 | 93.7648 | 93.7648 | 91.9306 | 75.1581 | 75.1581 | 77.2765 | 75.1581 | 75.1581 | 77.2765 | 75.1581 | 75.1581 | 77.2765 | 73.4035 | 75.1581 | 77.2765 | 75.1581 | 75.1581 | 77.2765 | 75.1581 | 75.1581 | 77.2765 | 75.1581 | 73.4035 | 0 | 0
PIT paid by staff (State + JST, memo) | m PLN | 419.7428 | 0 | 0 | 0 | 0 | 0 | 0 | 0 | 0 | 6.9957 | 6.9957 | 6.9957 | 6.9957 | 6.9957 | 6.9957 | 6.9957 | 6.9957 | 6.9957 | 6.9957 | 6.9957 | 6.9957 | 6.9957 | 6.9957 | 6.9957 | 6.9957 | 6.9957 | 6.9957 | 6.9957 | 6.9957 | 6.9957 | 6.9957 | 6.9957 | 6.9957 | 6.9957 | 6.9957 | 6.9957 | 6.9957 | 6.9957 | 6.9957 | 6.9957 | 6.9957 | 6.9957 | 6.9957 | 6.9957 | 6.9957 | 6.9957 | 6.9957 | 6.9957 | 6.9957 | 6.9957 | 6.9957 | 6.9957 | 6.9957 | 6.9957 | 6.9957 | 6.9957 | 6.9957 | 6.9957 | 6.9957 | 6.9957 | 6.9957 | 6.9957 | 6.9957 | 6.9957 | 6.9957 | 6.9957 | 6.9957 | 6.9957 | 6.9957 | 0 | 0
Local revenue per operating year, average (m PLN) |  | 78.3999
CIT paid over life (m PLN) |  | 6250.1597
EUA cost over life (m PLN) |  | 0
Fund contributions over life (m PLN) |  | 3738.0094
CfD payments over life (m PLN) |  | 15881.9831
Property tax host gmina over life (m PLN) |  | 1368
Property tax neighbours over life (m PLN) |  | 1368
CIT-income shares over life (m PLN) |  | 1842.1523
PIT-income shares over life (m PLN) |  | 136.6188

## Model_SMR_Fixed
SMR · fixed price = last-12-month average spot
Annual model, real PLN m (2026). Column D = totals / KPIs. Timeline columns G→. Dispatch quantities come from the Twin sheet (hourly digital twin).
Year |  |  | 2027 | 2028 | 2029 | 2030 | 2031 | 2032 | 2033 | 2034 | 2035 | 2036 | 2037 | 2038 | 2039 | 2040 | 2041 | 2042 | 2043 | 2044 | 2045 | 2046 | 2047 | 2048 | 2049 | 2050 | 2051 | 2052 | 2053 | 2054 | 2055 | 2056 | 2057 | 2058 | 2059 | 2060 | 2061 | 2062 | 2063 | 2064 | 2065 | 2066 | 2067 | 2068 | 2069 | 2070 | 2071 | 2072 | 2073 | 2074 | 2075 | 2076 | 2077 | 2078 | 2079 | 2080 | 2081 | 2082 | 2083 | 2084 | 2085 | 2086 | 2087 | 2088 | 2089 | 2090 | 2091 | 2092 | 2093 | 2094 | 2095 | 2096
1. Parameters (links to Input, selected case)
Net capacity, MW |  | 300
Overnight capex, PLN/kW |  | 38000
Construction years |  | 5
COD year |  | 2035
Life years |  | 60
FID year (COD − construction) |  | 2030
Real post-tax WACC |  | 5%
Fixed O&M, PLN/kW-yr |  | 520
Variable O&M, PLN/MWh |  | 11
EUR/PLN |  | 4.3633
CIT rate |  | 19%
Licence fee share of revenue |  | 0.5%
Staff FTE |  | 180
Loaded cost per FTE, k PLN |  | 290
Budowle share of capex |  | 20%
Property tax rate |  | 2%
Host-gmina share of property tax |  | 50%
Overnight cost, m PLN |  | 11400
Nuclear fuel, PLN/MWh |  | 31
Decommissioning fund, PLN/MWh |  | 26
Sustaining capex, PLN/MWh @90 % CF |  | 25
Pre-development, m PLN |  | 500
First core, m PLN |  | 550
Grid connection, m PLN |  | 125
Single-unit FOM multiplier |  | 1.5
Single-unit years |  | 3
Load-following capability loss |  | 1.2%
Load-following FOM uplift |  | 1%
Capacity-market de-rating |  | 0.9383
Peak construction workforce |  | 1500
Fixed price, PLN/MWh |  | 483.39
Capacity-market price, PLN/kW-yr |  | 0
Capacity contract years |  | 17
2. Timing
Construction flag | 0/1 |  | 0 | 0 | 0 | 1 | 1 | 1 | 1 | 1 | 0 | 0 | 0 | 0 | 0 | 0 | 0 | 0 | 0 | 0 | 0 | 0 | 0 | 0 | 0 | 0 | 0 | 0 | 0 | 0 | 0 | 0 | 0 | 0 | 0 | 0 | 0 | 0 | 0 | 0 | 0 | 0 | 0 | 0 | 0 | 0 | 0 | 0 | 0 | 0 | 0 | 0 | 0 | 0 | 0 | 0 | 0 | 0 | 0 | 0 | 0 | 0 | 0 | 0 | 0 | 0 | 0 | 0 | 0 | 0 | 0 | 0
Operating flag | 0/1 |  | 0 | 0 | 0 | 0 | 0 | 0 | 0 | 0 | 1 | 1 | 1 | 1 | 1 | 1 | 1 | 1 | 1 | 1 | 1 | 1 | 1 | 1 | 1 | 1 | 1 | 1 | 1 | 1 | 1 | 1 | 1 | 1 | 1 | 1 | 1 | 1 | 1 | 1 | 1 | 1 | 1 | 1 | 1 | 1 | 1 | 1 | 1 | 1 | 1 | 1 | 1 | 1 | 1 | 1 | 1 | 1 | 1 | 1 | 1 | 1 | 1 | 1 | 1 | 1 | 1 | 1 | 1 | 1 | 0 | 0
Operating year k | # |  | 0 | 0 | 0 | 0 | 0 | 0 | 0 | 0 | 1 | 2 | 3 | 4 | 5 | 6 | 7 | 8 | 9 | 10 | 11 | 12 | 13 | 14 | 15 | 16 | 17 | 18 | 19 | 20 | 21 | 22 | 23 | 24 | 25 | 26 | 27 | 28 | 29 | 30 | 31 | 32 | 33 | 34 | 35 | 36 | 37 | 38 | 39 | 40 | 41 | 42 | 43 | 44 | 45 | 46 | 47 | 48 | 49 | 50 | 51 | 52 | 53 | 54 | 55 | 56 | 57 | 58 | 59 | 60 | 0 | 0
Discount period (years from FID) | # |  | -3 | -2 | -1 | 0 | 1 | 2 | 3 | 4 | 5 | 6 | 7 | 8 | 9 | 10 | 11 | 12 | 13 | 14 | 15 | 16 | 17 | 18 | 19 | 20 | 21 | 22 | 23 | 24 | 25 | 26 | 27 | 28 | 29 | 30 | 31 | 32 | 33 | 34 | 35 | 36 | 37 | 38 | 39 | 40 | 41 | 42 | 43 | 44 | 45 | 46 | 47 | 48 | 49 | 50 | 51 | 52 | 53 | 54 | 55 | 56 | 57 | 58 | 59 | 60 | 61 | 62 | 63 | 64 | 65 | 66
Discount factor | # |  | 0 | 0 | 0 | 1 | 0.95238 | 0.90703 | 0.86384 | 0.8227 | 0.78353 | 0.74622 | 0.71068 | 0.67684 | 0.64461 | 0.61391 | 0.58468 | 0.55684 | 0.53032 | 0.50507 | 0.48102 | 0.45811 | 0.4363 | 0.41552 | 0.39573 | 0.37689 | 0.35894 | 0.34185 | 0.32557 | 0.31007 | 0.2953 | 0.28124 | 0.26785 | 0.25509 | 0.24295 | 0.23138 | 0.22036 | 0.20987 | 0.19987 | 0.19035 | 0.18129 | 0.17266 | 0.16444 | 0.15661 | 0.14915 | 0.14205 | 0.13528 | 0.12884 | 0.1227 | 0.11686 | 0.1113 | 0.106 | 0.10095 | 0.096142 | 0.091564 | 0.087204 | 0.083051 | 0.079096 | 0.07533 | 0.071743 | 0.068326 | 0.065073 | 0.061974 | 0.059023 | 0.056212 | 0.053536 | 0.050986 | 0.048558 | 0.046246 | 0.044044 | 0.041946 | 0.039949
Capex spend share (S-curve, normalised) | % |  | 0% | 0% | 0% | 116.2% | 211.3% | 270% | 211.3% | 116.2% | 0% | 0% | 0% | 0% | 0% | 0% | 0% | 0% | 0% | 0% | 0% | 0% | 0% | 0% | 0% | 0% | 0% | 0% | 0% | 0% | 0% | 0% | 0% | 0% | 0% | 0% | 0% | 0% | 0% | 0% | 0% | 0% | 0% | 0% | 0% | 0% | 0% | 0% | 0% | 0% | 0% | 0% | 0% | 0% | 0% | 0% | 0% | 0% | 0% | 0% | 0% | 0% | 0% | 0% | 0% | 0% | 0% | 0% | 0% | 0% | 0% | 0%
Capex spend share normalised | % |  | 0% | 0% | 0% | 12.57% | 22.84% | 29.19% | 22.84% | 12.57% | 0% | 0% | 0% | 0% | 0% | 0% | 0% | 0% | 0% | 0% | 0% | 0% | 0% | 0% | 0% | 0% | 0% | 0% | 0% | 0% | 0% | 0% | 0% | 0% | 0% | 0% | 0% | 0% | 0% | 0% | 0% | 0% | 0% | 0% | 0% | 0% | 0% | 0% | 0% | 0% | 0% | 0% | 0% | 0% | 0% | 0% | 0% | 0% | 0% | 0% | 0% | 0% | 0% | 0% | 0% | 0% | 0% | 0% | 0% | 0% | 0% | 0%
3. Investment (m PLN)
Overnight capex spend | m PLN | 11400 | 0 | 0 | 0 | 1432.5 | 2603.7162 | 3327.5676 | 2603.7162 | 1432.5 | 0 | 0 | 0 | 0 | 0 | 0 | 0 | 0 | 0 | 0 | 0 | 0 | 0 | 0 | 0 | 0 | 0 | 0 | 0 | 0 | 0 | 0 | 0 | 0 | 0 | 0 | 0 | 0 | 0 | 0 | 0 | 0 | 0 | 0 | 0 | 0 | 0 | 0 | 0 | 0 | 0 | 0 | 0 | 0 | 0 | 0 | 0 | 0 | 0 | 0 | 0 | 0 | 0 | 0 | 0 | 0 | 0 | 0 | 0 | 0 | 0 | 0
Other capex (pre-development at FID, first core at COD−1, grid spread) | m PLN | 1175 | 0 | 0 | 0 | 515.7072 | 28.5495 | 36.4865 | 28.5495 | 565.7072 | 0 | 0 | 0 | 0 | 0 | 0 | 0 | 0 | 0 | 0 | 0 | 0 | 0 | 0 | 0 | 0 | 0 | 0 | 0 | 0 | 0 | 0 | 0 | 0 | 0 | 0 | 0 | 0 | 0 | 0 | 0 | 0 | 0 | 0 | 0 | 0 | 0 | 0 | 0 | 0 | 0 | 0 | 0 | 0 | 0 | 0 | 0 | 0 | 0 | 0 | 0 | 0 | 0 | 0 | 0 | 0 | 0 | 0 | 0 | 0 | 0 | 0
Total capex | m PLN | 12575 | 0 | 0 | 0 | 1948.2073 | 2632.2657 | 3364.0541 | 2632.2657 | 1998.2073 | 0 | 0 | 0 | 0 | 0 | 0 | 0 | 0 | 0 | 0 | 0 | 0 | 0 | 0 | 0 | 0 | 0 | 0 | 0 | 0 | 0 | 0 | 0 | 0 | 0 | 0 | 0 | 0 | 0 | 0 | 0 | 0 | 0 | 0 | 0 | 0 | 0 | 0 | 0 | 0 | 0 | 0 | 0 | 0 | 0 | 0 | 0 | 0 | 0 | 0 | 0 | 0 | 0 | 0 | 0 | 0 | 0 | 0 | 0 | 0 | 0 | 0
4. Market inputs (selected case, from Input)
Annual mean day-ahead price | PLN/MWh |  | 496 | 445 | 420 | 410 | 408 | 406 | 404 | 402 | 400 | 398 | 396 | 394 | 392 | 390 | 389 | 388 | 387 | 386 | 385 | 384 | 383 | 382 | 381 | 380 | 380 | 380 | 380 | 380 | 380 | 380 | 380 | 380 | 380 | 380 | 380 | 380 | 380 | 380 | 380 | 380 | 380 | 380 | 380 | 380 | 380 | 380 | 380 | 380 | 380 | 380 | 380 | 380 | 380 | 380 | 380 | 380 | 380 | 380 | 380 | 380 | 380 | 380 | 380 | 380 | 380 | 380 | 380 | 380 | 380 | 380
5. Dispatch (from hourly twin) and revenue
Capacity factor (twin) | % |  | 0% | 0% | 0% | 0% | 0% | 0% | 0% | 0% | 94% | 90.14% | 90.14% | 97% | 93.01% | 93.01% | 97% | 93.01% | 93.01% | 90.36% | 93.01% | 93.01% | 97% | 93.01% | 93.01% | 97% | 93.01% | 93.01% | 97% | 89.03% | 93.01% | 97% | 93.01% | 93.01% | 97% | 93.01% | 93.01% | 97% | 93.01% | 89.03% | 97% | 93.01% | 93.01% | 97% | 93.01% | 93.01% | 97% | 93.01% | 93.01% | 90.36% | 93.01% | 93.01% | 97% | 93.01% | 93.01% | 97% | 93.01% | 93.01% | 97% | 89.03% | 93.01% | 97% | 93.01% | 93.01% | 97% | 93.01% | 93.01% | 97% | 93.01% | 89.03% | 0% | 0%
Net generation | MWh | 147760920 | 0 | 0 | 0 | 0 | 0 | 0 | 0 | 0 | 2470320 | 2368800 | 2368800 | 2549160 | 2444400 | 2444400 | 2549160 | 2444400 | 2444400 | 2374560 | 2444400 | 2444400 | 2549160 | 2444400 | 2444400 | 2549160 | 2444400 | 2444400 | 2549160 | 2339640 | 2444400 | 2549160 | 2444400 | 2444400 | 2549160 | 2444400 | 2444400 | 2549160 | 2444400 | 2339640 | 2549160 | 2444400 | 2444400 | 2549160 | 2444400 | 2444400 | 2549160 | 2444400 | 2444400 | 2374560 | 2444400 | 2444400 | 2549160 | 2444400 | 2444400 | 2549160 | 2444400 | 2444400 | 2549160 | 2339640 | 2444400 | 2549160 | 2444400 | 2444400 | 2549160 | 2444400 | 2444400 | 2549160 | 2444400 | 2339640 | 0 | 0
Realised price | PLN/MWh |  | 0 | 0 | 0 | 0 | 0 | 0 | 0 | 0 | 483.39 | 483.39 | 483.39 | 483.39 | 483.39 | 483.39 | 483.39 | 483.39 | 483.39 | 483.39 | 483.39 | 483.39 | 483.39 | 483.39 | 483.39 | 483.39 | 483.39 | 483.39 | 483.39 | 483.39 | 483.39 | 483.39 | 483.39 | 483.39 | 483.39 | 483.39 | 483.39 | 483.39 | 483.39 | 483.39 | 483.39 | 483.39 | 483.39 | 483.39 | 483.39 | 483.39 | 483.39 | 483.39 | 483.39 | 483.39 | 483.39 | 483.39 | 483.39 | 483.39 | 483.39 | 483.39 | 483.39 | 483.39 | 483.39 | 483.39 | 483.39 | 483.39 | 483.39 | 483.39 | 483.39 | 483.39 | 483.39 | 483.39 | 483.39 | 483.39 | 0 | 0
Market revenue | m PLN | 71426.1511 | 0 | 0 | 0 | 0 | 0 | 0 | 0 | 0 | 1194.128 | 1145.0542 | 1145.0542 | 1232.2385 | 1181.5985 | 1181.5985 | 1232.2385 | 1181.5985 | 1181.5985 | 1147.8386 | 1181.5985 | 1181.5985 | 1232.2385 | 1181.5985 | 1181.5985 | 1232.2385 | 1181.5985 | 1181.5985 | 1232.2385 | 1130.9586 | 1181.5985 | 1232.2385 | 1181.5985 | 1181.5985 | 1232.2385 | 1181.5985 | 1181.5985 | 1232.2385 | 1181.5985 | 1130.9586 | 1232.2385 | 1181.5985 | 1181.5985 | 1232.2385 | 1181.5985 | 1181.5985 | 1232.2385 | 1181.5985 | 1181.5985 | 1147.8386 | 1181.5985 | 1181.5985 | 1232.2385 | 1181.5985 | 1181.5985 | 1232.2385 | 1181.5985 | 1181.5985 | 1232.2385 | 1130.9586 | 1181.5985 | 1232.2385 | 1181.5985 | 1181.5985 | 1232.2385 | 1181.5985 | 1181.5985 | 1232.2385 | 1181.5985 | 1130.9586 | 0 | 0
CfD difference payment | m PLN | 0 | 0 | 0 | 0 | 0 | 0 | 0 | 0 | 0 | 0 | 0 | 0 | 0 | 0 | 0 | 0 | 0 | 0 | 0 | 0 | 0 | 0 | 0 | 0 | 0 | 0 | 0 | 0 | 0 | 0 | 0 | 0 | 0 | 0 | 0 | 0 | 0 | 0 | 0 | 0 | 0 | 0 | 0 | 0 | 0 | 0 | 0 | 0 | 0 | 0 | 0 | 0 | 0 | 0 | 0 | 0 | 0 | 0 | 0 | 0 | 0 | 0 | 0 | 0 | 0 | 0 | 0 | 0 | 0 | 0 | 0
Capacity-market revenue | m PLN | 0 | 0 | 0 | 0 | 0 | 0 | 0 | 0 | 0 | 0 | 0 | 0 | 0 | 0 | 0 | 0 | 0 | 0 | 0 | 0 | 0 | 0 | 0 | 0 | 0 | 0 | 0 | 0 | 0 | 0 | 0 | 0 | 0 | 0 | 0 | 0 | 0 | 0 | 0 | 0 | 0 | 0 | 0 | 0 | 0 | 0 | 0 | 0 | 0 | 0 | 0 | 0 | 0 | 0 | 0 | 0 | 0 | 0 | 0 | 0 | 0 | 0 | 0 | 0 | 0 | 0 | 0 | 0 | 0 | 0 | 0
Balancing-services revenue | m PLN | 0 | 0 | 0 | 0 | 0 | 0 | 0 | 0 | 0 | 0 | 0 | 0 | 0 | 0 | 0 | 0 | 0 | 0 | 0 | 0 | 0 | 0 | 0 | 0 | 0 | 0 | 0 | 0 | 0 | 0 | 0 | 0 | 0 | 0 | 0 | 0 | 0 | 0 | 0 | 0 | 0 | 0 | 0 | 0 | 0 | 0 | 0 | 0 | 0 | 0 | 0 | 0 | 0 | 0 | 0 | 0 | 0 | 0 | 0 | 0 | 0 | 0 | 0 | 0 | 0 | 0 | 0 | 0 | 0 | 0 | 0
Total revenue | m PLN | 71426.1511 | 0 | 0 | 0 | 0 | 0 | 0 | 0 | 0 | 1194.128 | 1145.0542 | 1145.0542 | 1232.2385 | 1181.5985 | 1181.5985 | 1232.2385 | 1181.5985 | 1181.5985 | 1147.8386 | 1181.5985 | 1181.5985 | 1232.2385 | 1181.5985 | 1181.5985 | 1232.2385 | 1181.5985 | 1181.5985 | 1232.2385 | 1130.9586 | 1181.5985 | 1232.2385 | 1181.5985 | 1181.5985 | 1232.2385 | 1181.5985 | 1181.5985 | 1232.2385 | 1181.5985 | 1130.9586 | 1232.2385 | 1181.5985 | 1181.5985 | 1232.2385 | 1181.5985 | 1181.5985 | 1232.2385 | 1181.5985 | 1181.5985 | 1147.8386 | 1181.5985 | 1181.5985 | 1232.2385 | 1181.5985 | 1181.5985 | 1232.2385 | 1181.5985 | 1181.5985 | 1232.2385 | 1130.9586 | 1181.5985 | 1232.2385 | 1181.5985 | 1181.5985 | 1232.2385 | 1181.5985 | 1181.5985 | 1232.2385 | 1181.5985 | 1130.9586 | 0 | 0
6. Operating costs (m PLN)
Nuclear fuel (incl. part-load efficiency effect, twin ratio) | m PLN | 4580.5885 | 0 | 0 | 0 | 0 | 0 | 0 | 0 | 0 | 76.5799 | 73.4328 | 73.4328 | 79.024 | 75.7764 | 75.7764 | 79.024 | 75.7764 | 75.7764 | 73.6114 | 75.7764 | 75.7764 | 79.024 | 75.7764 | 75.7764 | 79.024 | 75.7764 | 75.7764 | 79.024 | 72.5288 | 75.7764 | 79.024 | 75.7764 | 75.7764 | 79.024 | 75.7764 | 75.7764 | 79.024 | 75.7764 | 72.5288 | 79.024 | 75.7764 | 75.7764 | 79.024 | 75.7764 | 75.7764 | 79.024 | 75.7764 | 75.7764 | 73.6114 | 75.7764 | 75.7764 | 79.024 | 75.7764 | 75.7764 | 79.024 | 75.7764 | 75.7764 | 79.024 | 72.5288 | 75.7764 | 79.024 | 75.7764 | 75.7764 | 79.024 | 75.7764 | 75.7764 | 79.024 | 75.7764 | 72.5288 | 0 | 0
CO2 cost | m PLN | 0 | 0 | 0 | 0 | 0 | 0 | 0 | 0 | 0 | 0 | 0 | 0 | 0 | 0 | 0 | 0 | 0 | 0 | 0 | 0 | 0 | 0 | 0 | 0 | 0 | 0 | 0 | 0 | 0 | 0 | 0 | 0 | 0 | 0 | 0 | 0 | 0 | 0 | 0 | 0 | 0 | 0 | 0 | 0 | 0 | 0 | 0 | 0 | 0 | 0 | 0 | 0 | 0 | 0 | 0 | 0 | 0 | 0 | 0 | 0 | 0 | 0 | 0 | 0 | 0 | 0 | 0 | 0 | 0 | 0 | 0
Variable O&M | m PLN | 1625.3701 | 0 | 0 | 0 | 0 | 0 | 0 | 0 | 0 | 27.1735 | 26.0568 | 26.0568 | 28.0408 | 26.8884 | 26.8884 | 28.0408 | 26.8884 | 26.8884 | 26.1202 | 26.8884 | 26.8884 | 28.0408 | 26.8884 | 26.8884 | 28.0408 | 26.8884 | 26.8884 | 28.0408 | 25.736 | 26.8884 | 28.0408 | 26.8884 | 26.8884 | 28.0408 | 26.8884 | 26.8884 | 28.0408 | 26.8884 | 25.736 | 28.0408 | 26.8884 | 26.8884 | 28.0408 | 26.8884 | 26.8884 | 28.0408 | 26.8884 | 26.8884 | 26.1202 | 26.8884 | 26.8884 | 28.0408 | 26.8884 | 26.8884 | 28.0408 | 26.8884 | 26.8884 | 28.0408 | 25.736 | 26.8884 | 28.0408 | 26.8884 | 26.8884 | 28.0408 | 26.8884 | 26.8884 | 28.0408 | 26.8884 | 25.736 | 0 | 0
Start-up / cycling cost | m PLN | 0 | 0 | 0 | 0 | 0 | 0 | 0 | 0 | 0 | 0 | 0 | 0 | 0 | 0 | 0 | 0 | 0 | 0 | 0 | 0 | 0 | 0 | 0 | 0 | 0 | 0 | 0 | 0 | 0 | 0 | 0 | 0 | 0 | 0 | 0 | 0 | 0 | 0 | 0 | 0 | 0 | 0 | 0 | 0 | 0 | 0 | 0 | 0 | 0 | 0 | 0 | 0 | 0 | 0 | 0 | 0 | 0 | 0 | 0 | 0 | 0 | 0 | 0 | 0 | 0 | 0 | 0 | 0 | 0 | 0 | 0
Decommissioning & waste fund | m PLN | 3841.7839 | 0 | 0 | 0 | 0 | 0 | 0 | 0 | 0 | 64.2283 | 61.5888 | 61.5888 | 66.2782 | 63.5544 | 63.5544 | 66.2782 | 63.5544 | 63.5544 | 61.7386 | 63.5544 | 63.5544 | 66.2782 | 63.5544 | 63.5544 | 66.2782 | 63.5544 | 63.5544 | 66.2782 | 60.8306 | 63.5544 | 66.2782 | 63.5544 | 63.5544 | 66.2782 | 63.5544 | 63.5544 | 66.2782 | 63.5544 | 60.8306 | 66.2782 | 63.5544 | 63.5544 | 66.2782 | 63.5544 | 63.5544 | 66.2782 | 63.5544 | 63.5544 | 61.7386 | 63.5544 | 63.5544 | 66.2782 | 63.5544 | 63.5544 | 66.2782 | 63.5544 | 63.5544 | 66.2782 | 60.8306 | 63.5544 | 66.2782 | 63.5544 | 63.5544 | 66.2782 | 63.5544 | 63.5544 | 66.2782 | 63.5544 | 60.8306 | 0 | 0
Fixed O&M (× single-unit multiplier, × load-following uplift) | m PLN | 9594 | 0 | 0 | 0 | 0 | 0 | 0 | 0 | 0 | 234 | 234 | 234 | 156 | 156 | 156 | 156 | 156 | 156 | 156 | 156 | 156 | 156 | 156 | 156 | 156 | 156 | 156 | 156 | 156 | 156 | 156 | 156 | 156 | 156 | 156 | 156 | 156 | 156 | 156 | 156 | 156 | 156 | 156 | 156 | 156 | 156 | 156 | 156 | 156 | 156 | 156 | 156 | 156 | 156 | 156 | 156 | 156 | 156 | 156 | 156 | 156 | 156 | 156 | 156 | 156 | 156 | 156 | 156 | 156 | 0 | 0
memo: staff cost inside fixed O&M | m PLN | 3132 | 0 | 0 | 0 | 0 | 0 | 0 | 0 | 0 | 52.2 | 52.2 | 52.2 | 52.2 | 52.2 | 52.2 | 52.2 | 52.2 | 52.2 | 52.2 | 52.2 | 52.2 | 52.2 | 52.2 | 52.2 | 52.2 | 52.2 | 52.2 | 52.2 | 52.2 | 52.2 | 52.2 | 52.2 | 52.2 | 52.2 | 52.2 | 52.2 | 52.2 | 52.2 | 52.2 | 52.2 | 52.2 | 52.2 | 52.2 | 52.2 | 52.2 | 52.2 | 52.2 | 52.2 | 52.2 | 52.2 | 52.2 | 52.2 | 52.2 | 52.2 | 52.2 | 52.2 | 52.2 | 52.2 | 52.2 | 52.2 | 52.2 | 52.2 | 52.2 | 52.2 | 52.2 | 52.2 | 52.2 | 52.2 | 52.2 | 0 | 0
Sustaining capex | m PLN | 3547.8 | 0 | 0 | 0 | 0 | 0 | 0 | 0 | 0 | 59.13 | 59.13 | 59.13 | 59.13 | 59.13 | 59.13 | 59.13 | 59.13 | 59.13 | 59.13 | 59.13 | 59.13 | 59.13 | 59.13 | 59.13 | 59.13 | 59.13 | 59.13 | 59.13 | 59.13 | 59.13 | 59.13 | 59.13 | 59.13 | 59.13 | 59.13 | 59.13 | 59.13 | 59.13 | 59.13 | 59.13 | 59.13 | 59.13 | 59.13 | 59.13 | 59.13 | 59.13 | 59.13 | 59.13 | 59.13 | 59.13 | 59.13 | 59.13 | 59.13 | 59.13 | 59.13 | 59.13 | 59.13 | 59.13 | 59.13 | 59.13 | 59.13 | 59.13 | 59.13 | 59.13 | 59.13 | 59.13 | 59.13 | 59.13 | 59.13 | 0 | 0
Gas capacity booking | m PLN | 0 | 0 | 0 | 0 | 0 | 0 | 0 | 0 | 0 | 0 | 0 | 0 | 0 | 0 | 0 | 0 | 0 | 0 | 0 | 0 | 0 | 0 | 0 | 0 | 0 | 0 | 0 | 0 | 0 | 0 | 0 | 0 | 0 | 0 | 0 | 0 | 0 | 0 | 0 | 0 | 0 | 0 | 0 | 0 | 0 | 0 | 0 | 0 | 0 | 0 | 0 | 0 | 0 | 0 | 0 | 0 | 0 | 0 | 0 | 0 | 0 | 0 | 0 | 0 | 0 | 0 | 0 | 0 | 0 | 0 | 0
Property tax (2 % of budowle value) | m PLN | 2736 | 0 | 0 | 0 | 0 | 0 | 0 | 0 | 0 | 45.6 | 45.6 | 45.6 | 45.6 | 45.6 | 45.6 | 45.6 | 45.6 | 45.6 | 45.6 | 45.6 | 45.6 | 45.6 | 45.6 | 45.6 | 45.6 | 45.6 | 45.6 | 45.6 | 45.6 | 45.6 | 45.6 | 45.6 | 45.6 | 45.6 | 45.6 | 45.6 | 45.6 | 45.6 | 45.6 | 45.6 | 45.6 | 45.6 | 45.6 | 45.6 | 45.6 | 45.6 | 45.6 | 45.6 | 45.6 | 45.6 | 45.6 | 45.6 | 45.6 | 45.6 | 45.6 | 45.6 | 45.6 | 45.6 | 45.6 | 45.6 | 45.6 | 45.6 | 45.6 | 45.6 | 45.6 | 45.6 | 45.6 | 45.6 | 45.6 | 0 | 0
URE licence fee | m PLN | 357.1308 | 0 | 0 | 0 | 0 | 0 | 0 | 0 | 0 | 5.9706 | 5.7253 | 5.7253 | 6.1612 | 5.908 | 5.908 | 6.1612 | 5.908 | 5.908 | 5.7392 | 5.908 | 5.908 | 6.1612 | 5.908 | 5.908 | 6.1612 | 5.908 | 5.908 | 6.1612 | 5.6548 | 5.908 | 6.1612 | 5.908 | 5.908 | 6.1612 | 5.908 | 5.908 | 6.1612 | 5.908 | 5.6548 | 6.1612 | 5.908 | 5.908 | 6.1612 | 5.908 | 5.908 | 6.1612 | 5.908 | 5.908 | 5.7392 | 5.908 | 5.908 | 6.1612 | 5.908 | 5.908 | 6.1612 | 5.908 | 5.908 | 6.1612 | 5.6548 | 5.908 | 6.1612 | 5.908 | 5.908 | 6.1612 | 5.908 | 5.908 | 6.1612 | 5.908 | 5.6548 | 0 | 0
Total opex | m PLN | 26282.6733 | 0 | 0 | 0 | 0 | 0 | 0 | 0 | 0 | 512.6824 | 505.5337 | 505.5337 | 440.2341 | 432.8572 | 432.8572 | 440.2341 | 432.8572 | 432.8572 | 427.9393 | 432.8572 | 432.8572 | 440.2341 | 432.8572 | 432.8572 | 440.2341 | 432.8572 | 432.8572 | 440.2341 | 425.4803 | 432.8572 | 440.2341 | 432.8572 | 432.8572 | 440.2341 | 432.8572 | 432.8572 | 440.2341 | 432.8572 | 425.4803 | 440.2341 | 432.8572 | 432.8572 | 440.2341 | 432.8572 | 432.8572 | 440.2341 | 432.8572 | 432.8572 | 427.9393 | 432.8572 | 432.8572 | 440.2341 | 432.8572 | 432.8572 | 440.2341 | 432.8572 | 432.8572 | 440.2341 | 425.4803 | 432.8572 | 440.2341 | 432.8572 | 432.8572 | 440.2341 | 432.8572 | 432.8572 | 440.2341 | 432.8572 | 425.4803 | 0 | 0
EBITDA | m PLN | 45143.4778 | 0 | 0 | 0 | 0 | 0 | 0 | 0 | 0 | 681.4456 | 639.5206 | 639.5206 | 792.0044 | 748.7413 | 748.7413 | 792.0044 | 748.7413 | 748.7413 | 719.8993 | 748.7413 | 748.7413 | 792.0044 | 748.7413 | 748.7413 | 792.0044 | 748.7413 | 748.7413 | 792.0044 | 705.4783 | 748.7413 | 792.0044 | 748.7413 | 748.7413 | 792.0044 | 748.7413 | 748.7413 | 792.0044 | 748.7413 | 705.4783 | 792.0044 | 748.7413 | 748.7413 | 792.0044 | 748.7413 | 748.7413 | 792.0044 | 748.7413 | 748.7413 | 719.8993 | 748.7413 | 748.7413 | 792.0044 | 748.7413 | 748.7413 | 792.0044 | 748.7413 | 748.7413 | 792.0044 | 705.4783 | 748.7413 | 792.0044 | 748.7413 | 748.7413 | 792.0044 | 748.7413 | 748.7413 | 792.0044 | 748.7413 | 705.4783 | 0 | 0
End-of-life provision (nuclear: covered by fund) | m PLN | 0 | 0 | 0 | 0 | 0 | 0 | 0 | 0 | 0 | 0 | 0 | 0 | 0 | 0 | 0 | 0 | 0 | 0 | 0 | 0 | 0 | 0 | 0 | 0 | 0 | 0 | 0 | 0 | 0 | 0 | 0 | 0 | 0 | 0 | 0 | 0 | 0 | 0 | 0 | 0 | 0 | 0 | 0 | 0 | 0 | 0 | 0 | 0 | 0 | 0 | 0 | 0 | 0 | 0 | 0 | 0 | 0 | 0 | 0 | 0 | 0 | 0 | 0 | 0 | 0 | 0 | 0 | 0 | 0 | 0 | 0
7. Tax (Polish CIT, straight-line KŚT depreciation, loss carry-forward)
Depreciation — KŚT group (b) | m PLN | 2515 | 0 | 0 | 0 | 0 | 0 | 0 | 0 | 0 | 62.875 | 62.875 | 62.875 | 62.875 | 62.875 | 62.875 | 62.875 | 62.875 | 62.875 | 62.875 | 62.875 | 62.875 | 62.875 | 62.875 | 62.875 | 62.875 | 62.875 | 62.875 | 62.875 | 62.875 | 62.875 | 62.875 | 62.875 | 62.875 | 62.875 | 62.875 | 62.875 | 62.875 | 62.875 | 62.875 | 62.875 | 62.875 | 62.875 | 62.875 | 62.875 | 62.875 | 62.875 | 62.875 | 62.875 | 62.875 | 0 | 0 | 0 | 0 | 0 | 0 | 0 | 0 | 0 | 0 | 0 | 0 | 0 | 0 | 0 | 0 | 0 | 0 | 0 | 0 | 0 | 0
Depreciation — KŚT group (s) | m PLN | 1886.25 | 0 | 0 | 0 | 0 | 0 | 0 | 0 | 0 | 84.8812 | 84.8812 | 84.8812 | 84.8812 | 84.8812 | 84.8812 | 84.8812 | 84.8812 | 84.8812 | 84.8812 | 84.8812 | 84.8812 | 84.8812 | 84.8812 | 84.8812 | 84.8812 | 84.8812 | 84.8812 | 84.8812 | 84.8812 | 84.8812 | 84.8812 | 18.8625 | 0 | 0 | 0 | 0 | 0 | 0 | 0 | 0 | 0 | 0 | 0 | 0 | 0 | 0 | 0 | 0 | 0 | 0 | 0 | 0 | 0 | 0 | 0 | 0 | 0 | 0 | 0 | 0 | 0 | 0 | 0 | 0 | 0 | 0 | 0 | 0 | 0 | 0 | 0
Depreciation — KŚT group (r) | m PLN | 3143.75 | 0 | 0 | 0 | 0 | 0 | 0 | 0 | 0 | 440.125 | 440.125 | 440.125 | 440.125 | 440.125 | 440.125 | 440.125 | 62.875 | 0 | 0 | 0 | 0 | 0 | 0 | 0 | 0 | 0 | 0 | 0 | 0 | 0 | 0 | 0 | 0 | 0 | 0 | 0 | 0 | 0 | 0 | 0 | 0 | 0 | 0 | 0 | 0 | 0 | 0 | 0 | 0 | 0 | 0 | 0 | 0 | 0 | 0 | 0 | 0 | 0 | 0 | 0 | 0 | 0 | 0 | 0 | 0 | 0 | 0 | 0 | 0 | 0 | 0
Depreciation — KŚT group (t) | m PLN | 3772.5 | 0 | 0 | 0 | 0 | 0 | 0 | 0 | 0 | 264.075 | 264.075 | 264.075 | 264.075 | 264.075 | 264.075 | 264.075 | 264.075 | 264.075 | 264.075 | 264.075 | 264.075 | 264.075 | 264.075 | 75.45 | 0 | 0 | 0 | 0 | 0 | 0 | 0 | 0 | 0 | 0 | 0 | 0 | 0 | 0 | 0 | 0 | 0 | 0 | 0 | 0 | 0 | 0 | 0 | 0 | 0 | 0 | 0 | 0 | 0 | 0 | 0 | 0 | 0 | 0 | 0 | 0 | 0 | 0 | 0 | 0 | 0 | 0 | 0 | 0 | 0 | 0 | 0
Depreciation — KŚT group (d) | m PLN | 1257.5 | 0 | 0 | 0 | 0 | 0 | 0 | 0 | 0 | 125.75 | 125.75 | 125.75 | 125.75 | 125.75 | 125.75 | 125.75 | 125.75 | 125.75 | 125.75 | 0 | 0 | 0 | 0 | 0 | 0 | 0 | 0 | 0 | 0 | 0 | 0 | 0 | 0 | 0 | 0 | 0 | 0 | 0 | 0 | 0 | 0 | 0 | 0 | 0 | 0 | 0 | 0 | 0 | 0 | 0 | 0 | 0 | 0 | 0 | 0 | 0 | 0 | 0 | 0 | 0 | 0 | 0 | 0 | 0 | 0 | 0 | 0 | 0 | 0 | 0 | 0
Total tax depreciation | m PLN | 12575 | 0 | 0 | 0 | 0 | 0 | 0 | 0 | 0 | 977.7062 | 977.7062 | 977.7062 | 977.7062 | 977.7062 | 977.7062 | 977.7062 | 600.4562 | 537.5812 | 537.5812 | 411.8313 | 411.8313 | 411.8313 | 411.8313 | 223.2062 | 147.7562 | 147.7562 | 147.7562 | 147.7562 | 147.7562 | 147.7562 | 147.7562 | 81.7375 | 62.875 | 62.875 | 62.875 | 62.875 | 62.875 | 62.875 | 62.875 | 62.875 | 62.875 | 62.875 | 62.875 | 62.875 | 62.875 | 62.875 | 62.875 | 62.875 | 62.875 | 0 | 0 | 0 | 0 | 0 | 0 | 0 | 0 | 0 | 0 | 0 | 0 | 0 | 0 | 0 | 0 | 0 | 0 | 0 | 0 | 0 | 0
Taxable EBIT (EBITDA − depreciation − provisions) | m PLN | 32568.4778 | 0 | 0 | 0 | 0 | 0 | 0 | 0 | 0 | -296.2607 | -338.1857 | -338.1857 | -185.7019 | -228.9649 | -228.9649 | -185.7019 | 148.2851 | 211.1601 | 182.318 | 336.9101 | 336.9101 | 380.1731 | 336.9101 | 525.5351 | 644.2481 | 600.9851 | 600.9851 | 644.2481 | 557.722 | 600.9851 | 644.2481 | 667.0038 | 685.8663 | 729.1294 | 685.8663 | 685.8663 | 729.1294 | 685.8663 | 642.6033 | 729.1294 | 685.8663 | 685.8663 | 729.1294 | 685.8663 | 685.8663 | 729.1294 | 685.8663 | 685.8663 | 657.0243 | 748.7413 | 748.7413 | 792.0044 | 748.7413 | 748.7413 | 792.0044 | 748.7413 | 748.7413 | 792.0044 | 705.4783 | 748.7413 | 792.0044 | 748.7413 | 748.7413 | 792.0044 | 748.7413 | 748.7413 | 792.0044 | 748.7413 | 705.4783 | 0 | 0
Loss utilisation (50 % cap per year, simplified pool) | m PLN |  | 0 | 0 | 0 | 0 | 0 | 0 | 0 | 0 | 0 | 0 | 0 | 0 | 0 | 0 | 0 | 74.1425 | 105.58 | 91.159 | 168.455 | 168.455 | 190.0866 | 168.455 | 262.7675 | 322.1241 | 250.7408 | 0 | 0 | 0 | 0 | 0 | 0 | 0 | 0 | 0 | 0 | 0 | 0 | 0 | 0 | 0 | 0 | 0 | 0 | 0 | 0 | 0 | 0 | 0 | 0 | 0 | 0 | 0 | 0 | 0 | 0 | 0 | 0 | 0 | 0 | 0 | 0 | 0 | 0 | 0 | 0 | 0 | 0 | 0 | 0 | 0
Loss pool carried forward (EoY) | m PLN |  | 0 | 0 | 0 | 0 | 0 | 0 | 0 | 0 | 296.2607 | 634.4464 | 972.632 | 1158.3339 | 1387.2988 | 1616.2638 | 1801.9656 | 1727.8231 | 1622.2431 | 1531.084 | 1362.629 | 1194.174 | 1004.0874 | 835.6324 | 572.8648 | 250.7408 | 0 | 0 | 0 | 0 | 0 | 0 | 0 | 0 | 0 | 0 | 0 | 0 | 0 | 0 | 0 | 0 | 0 | 0 | 0 | 0 | 0 | 0 | 0 | 0 | 0 | 0 | 0 | 0 | 0 | 0 | 0 | 0 | 0 | 0 | 0 | 0 | 0 | 0 | 0 | 0 | 0 | 0 | 0 | 0 | 0 | 0
Taxable income | m PLN | 32568.4778 | 0 | 0 | 0 | 0 | 0 | 0 | 0 | 0 | 0 | 0 | 0 | 0 | 0 | 0 | 0 | 74.1425 | 105.58 | 91.159 | 168.455 | 168.455 | 190.0866 | 168.455 | 262.7675 | 322.1241 | 350.2443 | 600.9851 | 644.2481 | 557.722 | 600.9851 | 644.2481 | 667.0038 | 685.8663 | 729.1294 | 685.8663 | 685.8663 | 729.1294 | 685.8663 | 642.6033 | 729.1294 | 685.8663 | 685.8663 | 729.1294 | 685.8663 | 685.8663 | 729.1294 | 685.8663 | 685.8663 | 657.0243 | 748.7413 | 748.7413 | 792.0044 | 748.7413 | 748.7413 | 792.0044 | 748.7413 | 748.7413 | 792.0044 | 705.4783 | 748.7413 | 792.0044 | 748.7413 | 748.7413 | 792.0044 | 748.7413 | 748.7413 | 792.0044 | 748.7413 | 705.4783 | 0 | 0
CIT | m PLN | 6188.0108 | 0 | 0 | 0 | 0 | 0 | 0 | 0 | 0 | 0 | 0 | 0 | 0 | 0 | 0 | 0 | 14.0871 | 20.0602 | 17.3202 | 32.0065 | 32.0065 | 36.1164 | 32.0065 | 49.9258 | 61.2036 | 66.5464 | 114.1872 | 122.4071 | 105.9672 | 114.1872 | 122.4071 | 126.7307 | 130.3146 | 138.5346 | 130.3146 | 130.3146 | 138.5346 | 130.3146 | 122.0946 | 138.5346 | 130.3146 | 130.3146 | 138.5346 | 130.3146 | 130.3146 | 138.5346 | 130.3146 | 130.3146 | 124.8346 | 142.2609 | 142.2609 | 150.4808 | 142.2609 | 142.2609 | 150.4808 | 142.2609 | 142.2609 | 150.4808 | 134.0409 | 142.2609 | 150.4808 | 142.2609 | 142.2609 | 150.4808 | 142.2609 | 142.2609 | 150.4808 | 142.2609 | 134.0409 | 0 | 0
8. Cash flow and valuation (m PLN)
Pre-tax free cash flow | m PLN | 32568.4778 | 0 | 0 | 0 | -1948.2073 | -2632.2657 | -3364.0541 | -2632.2657 | -1998.2073 | 681.4456 | 639.5206 | 639.5206 | 792.0044 | 748.7413 | 748.7413 | 792.0044 | 748.7413 | 748.7413 | 719.8993 | 748.7413 | 748.7413 | 792.0044 | 748.7413 | 748.7413 | 792.0044 | 748.7413 | 748.7413 | 792.0044 | 705.4783 | 748.7413 | 792.0044 | 748.7413 | 748.7413 | 792.0044 | 748.7413 | 748.7413 | 792.0044 | 748.7413 | 705.4783 | 792.0044 | 748.7413 | 748.7413 | 792.0044 | 748.7413 | 748.7413 | 792.0044 | 748.7413 | 748.7413 | 719.8993 | 748.7413 | 748.7413 | 792.0044 | 748.7413 | 748.7413 | 792.0044 | 748.7413 | 748.7413 | 792.0044 | 705.4783 | 748.7413 | 792.0044 | 748.7413 | 748.7413 | 792.0044 | 748.7413 | 748.7413 | 792.0044 | 748.7413 | 705.4783 | 0 | 0
Post-tax free cash flow (unlevered) | m PLN | 26380.467 | 0 | 0 | 0 | -1948.2073 | -2632.2657 | -3364.0541 | -2632.2657 | -1998.2073 | 681.4456 | 639.5206 | 639.5206 | 792.0044 | 748.7413 | 748.7413 | 792.0044 | 734.6542 | 728.6811 | 702.5791 | 716.7349 | 716.7349 | 755.8879 | 716.7349 | 698.8155 | 730.8008 | 682.1949 | 634.5542 | 669.5972 | 599.5111 | 634.5542 | 669.5972 | 622.0106 | 618.4267 | 653.4698 | 618.4267 | 618.4267 | 653.4698 | 618.4267 | 583.3836 | 653.4698 | 618.4267 | 618.4267 | 653.4698 | 618.4267 | 618.4267 | 653.4698 | 618.4267 | 618.4267 | 595.0647 | 606.4805 | 606.4805 | 641.5235 | 606.4805 | 606.4805 | 641.5235 | 606.4805 | 606.4805 | 641.5235 | 571.4374 | 606.4805 | 641.5235 | 606.4805 | 606.4805 | 641.5235 | 606.4805 | 606.4805 | 641.5235 | 606.4805 | 571.4374 | 0 | 0
Cumulative post-tax FCF | m PLN |  | 0 | 0 | 0 | -1948.2073 | -4580.473 | -7944.527 | -10576.7927 | -12575 | -11893.5544 | -11254.0339 | -10614.5133 | -9822.5089 | -9073.7676 | -8325.0263 | -7533.0219 | -6798.3676 | -6069.6865 | -5367.1075 | -4650.3726 | -3933.6377 | -3177.7498 | -2461.0149 | -1762.1994 | -1031.3986 | -349.2037 | 285.3504 | 954.9477 | 1554.4588 | 2189.0129 | 2858.6102 | 3480.6208 | 4099.0475 | 4752.5173 | 5370.944 | 5989.3707 | 6642.8405 | 7261.2672 | 7844.6509 | 8498.1207 | 9116.5474 | 9734.9741 | 10388.4439 | 11006.8706 | 11625.2974 | 12278.7672 | 12897.1939 | 13515.6206 | 14110.6853 | 14717.1657 | 15323.6462 | 15965.1698 | 16571.6502 | 17178.1307 | 17819.6543 | 18426.1347 | 19032.6152 | 19674.1388 | 20245.5761 | 20852.0566 | 21493.5802 | 22100.0606 | 22706.5411 | 23348.0647 | 23954.5451 | 24561.0256 | 25202.5492 | 25809.0296 | 26380.467 | 26380.467 | 26380.467
Discounted post-tax FCF | m PLN | -821.1593 | 0 | 0 | 0 | -1948.2073 | -2506.9197 | -3051.2962 | -2273.8501 | -1643.9301 | 533.9304 | 477.2201 | 454.4953 | 536.0597 | 482.6453 | 459.6622 | 463.0686 | 409.083 | 386.4352 | 354.8502 | 344.7617 | 328.3445 | 329.7914 | 297.8181 | 276.545 | 275.4311 | 244.8687 | 216.9223 | 218.0016 | 185.8891 | 187.3856 | 188.318 | 166.6045 | 157.7567 | 158.7581 | 143.09 | 136.2762 | 137.1412 | 123.6065 | 111.0499 | 118.4677 | 106.776 | 101.6914 | 102.3369 | 92.2371 | 87.8448 | 88.4024 | 79.6779 | 75.8837 | 69.5401 | 67.4992 | 64.2849 | 64.7613 | 58.3083 | 55.5317 | 55.9432 | 50.3689 | 47.9704 | 48.3259 | 40.9965 | 41.4386 | 41.7457 | 37.5861 | 35.7962 | 36.0615 | 32.4682 | 30.9221 | 31.1513 | 28.0473 | 25.1683 | 0 | 0
NPV post-tax @ WACC (m PLN) |  | -821.1593
NPV pre-tax @ WACC (m PLN) |  | 154.4457
IRR post-tax (real) |  | 4.594%
PV of generation (MWh) |  | 38292560.5328
PV of all costs (capex + opex + provisions) |  | 18355.7951
PV capex |  | 11424.2033
PV fixed O&M |  | 2604.168
PV fuel |  | 1187.0694
PV CO2 |  | 0
PV variable O&M + starts |  | 421.2182
PV decommissioning fund / provision |  | 995.6066
PV sustaining capex |  | 920.8417
PV property tax + licence + gas booking |  | 802.6879
PV of revenue |  | 18510.2408
LCOE (PLN/MWh) |  | 479.3567
Levelised revenue (PLN/MWh) |  | 483.39
Average capacity factor |  | 93.71%
PV of CfD payments / capacity support (m PLN) |  | 0
Required premium PLN/MWh on all output (post-tax ≈; NPV=0) |  | 26.4745
9. Fiscal flows — local government and State (m PLN)
Property tax → host gmina (Stalowa Wola) | m PLN | 1368 | 0 | 0 | 0 | 0 | 0 | 0 | 0 | 0 | 22.8 | 22.8 | 22.8 | 22.8 | 22.8 | 22.8 | 22.8 | 22.8 | 22.8 | 22.8 | 22.8 | 22.8 | 22.8 | 22.8 | 22.8 | 22.8 | 22.8 | 22.8 | 22.8 | 22.8 | 22.8 | 22.8 | 22.8 | 22.8 | 22.8 | 22.8 | 22.8 | 22.8 | 22.8 | 22.8 | 22.8 | 22.8 | 22.8 | 22.8 | 22.8 | 22.8 | 22.8 | 22.8 | 22.8 | 22.8 | 22.8 | 22.8 | 22.8 | 22.8 | 22.8 | 22.8 | 22.8 | 22.8 | 22.8 | 22.8 | 22.8 | 22.8 | 22.8 | 22.8 | 22.8 | 22.8 | 22.8 | 22.8 | 22.8 | 22.8 | 0 | 0
Property tax → bordering gminas (art. 50) | m PLN | 1368 | 0 | 0 | 0 | 0 | 0 | 0 | 0 | 0 | 22.8 | 22.8 | 22.8 | 22.8 | 22.8 | 22.8 | 22.8 | 22.8 | 22.8 | 22.8 | 22.8 | 22.8 | 22.8 | 22.8 | 22.8 | 22.8 | 22.8 | 22.8 | 22.8 | 22.8 | 22.8 | 22.8 | 22.8 | 22.8 | 22.8 | 22.8 | 22.8 | 22.8 | 22.8 | 22.8 | 22.8 | 22.8 | 22.8 | 22.8 | 22.8 | 22.8 | 22.8 | 22.8 | 22.8 | 22.8 | 22.8 | 22.8 | 22.8 | 22.8 | 22.8 | 22.8 | 22.8 | 22.8 | 22.8 | 22.8 | 22.8 | 22.8 | 22.8 | 22.8 | 22.8 | 22.8 | 22.8 | 22.8 | 22.8 | 22.8 | 0 | 0
CIT-income share → gmina | m PLN | 521.0956 | 0 | 0 | 0 | 0 | 0 | 0 | 0 | 0 | 0 | 0 | 0 | 0 | 0 | 0 | 0 | 1.1863 | 1.6893 | 1.4585 | 2.6953 | 2.6953 | 3.0414 | 2.6953 | 4.2043 | 5.154 | 5.6039 | 9.6158 | 10.308 | 8.9236 | 9.6158 | 10.308 | 10.6721 | 10.9739 | 11.6661 | 10.9739 | 10.9739 | 11.6661 | 10.9739 | 10.2817 | 11.6661 | 10.9739 | 10.9739 | 11.6661 | 10.9739 | 10.9739 | 11.6661 | 10.9739 | 10.9739 | 10.5124 | 11.9799 | 11.9799 | 12.6721 | 11.9799 | 11.9799 | 12.6721 | 11.9799 | 11.9799 | 12.6721 | 11.2877 | 11.9799 | 12.6721 | 11.9799 | 11.9799 | 12.6721 | 11.9799 | 11.9799 | 12.6721 | 11.9799 | 11.2877 | 0 | 0
CIT-income share → powiat | m PLN | 553.6641 | 0 | 0 | 0 | 0 | 0 | 0 | 0 | 0 | 0 | 0 | 0 | 0 | 0 | 0 | 0 | 1.2604 | 1.7949 | 1.5497 | 2.8637 | 2.8637 | 3.2315 | 2.8637 | 4.467 | 5.4761 | 5.9542 | 10.2167 | 10.9522 | 9.4813 | 10.2167 | 10.9522 | 11.3391 | 11.6597 | 12.3952 | 11.6597 | 11.6597 | 12.3952 | 11.6597 | 10.9243 | 12.3952 | 11.6597 | 11.6597 | 12.3952 | 11.6597 | 11.6597 | 12.3952 | 11.6597 | 11.6597 | 11.1694 | 12.7286 | 12.7286 | 13.4641 | 12.7286 | 12.7286 | 13.4641 | 12.7286 | 12.7286 | 13.4641 | 11.9931 | 12.7286 | 13.4641 | 12.7286 | 12.7286 | 13.4641 | 12.7286 | 12.7286 | 13.4641 | 12.7286 | 11.9931 | 0 | 0
CIT-income share → województwo | m PLN | 749.075 | 0 | 0 | 0 | 0 | 0 | 0 | 0 | 0 | 0 | 0 | 0 | 0 | 0 | 0 | 0 | 1.7053 | 2.4283 | 2.0967 | 3.8745 | 3.8745 | 4.372 | 3.8745 | 6.0437 | 7.4089 | 8.0556 | 13.8227 | 14.8177 | 12.8276 | 13.8227 | 14.8177 | 15.3411 | 15.7749 | 16.77 | 15.7749 | 15.7749 | 16.77 | 15.7749 | 14.7799 | 16.77 | 15.7749 | 15.7749 | 16.77 | 15.7749 | 15.7749 | 16.77 | 15.7749 | 15.7749 | 15.1116 | 17.2211 | 17.2211 | 18.2161 | 17.2211 | 17.2211 | 18.2161 | 17.2211 | 17.2211 | 18.2161 | 16.226 | 17.2211 | 18.2161 | 17.2211 | 17.2211 | 18.2161 | 17.2211 | 17.2211 | 18.2161 | 17.2211 | 16.226 | 0 | 0
Gross salary per FTE (PLN/yr) |  | 240703.8513
PIT income base per FTE (PLN/yr) |  | 207703.3533
PIT per FTE (PLN/yr) |  | 38865.073
Construction worker PIT income base (PLN/yr) |  | 93193.2
PIT-income share → gmina (staff + construction workers) | m PLN | 102.5952 | 0 | 0 | 0 | 1.0531 | 1.9142 | 2.4463 | 1.9142 | 1.0531 | 1.5702 | 1.5702 | 1.5702 | 1.5702 | 1.5702 | 1.5702 | 1.5702 | 1.5702 | 1.5702 | 1.5702 | 1.5702 | 1.5702 | 1.5702 | 1.5702 | 1.5702 | 1.5702 | 1.5702 | 1.5702 | 1.5702 | 1.5702 | 1.5702 | 1.5702 | 1.5702 | 1.5702 | 1.5702 | 1.5702 | 1.5702 | 1.5702 | 1.5702 | 1.5702 | 1.5702 | 1.5702 | 1.5702 | 1.5702 | 1.5702 | 1.5702 | 1.5702 | 1.5702 | 1.5702 | 1.5702 | 1.5702 | 1.5702 | 1.5702 | 1.5702 | 1.5702 | 1.5702 | 1.5702 | 1.5702 | 1.5702 | 1.5702 | 1.5702 | 1.5702 | 1.5702 | 1.5702 | 1.5702 | 1.5702 | 1.5702 | 1.5702 | 1.5702 | 1.5702 | 0 | 0
PIT-income share → powiat | m PLN | 29.3129 | 0 | 0 | 0 | 0.30089 | 0.54691 | 0.69895 | 0.54691 | 0.30089 | 0.44864 | 0.44864 | 0.44864 | 0.44864 | 0.44864 | 0.44864 | 0.44864 | 0.44864 | 0.44864 | 0.44864 | 0.44864 | 0.44864 | 0.44864 | 0.44864 | 0.44864 | 0.44864 | 0.44864 | 0.44864 | 0.44864 | 0.44864 | 0.44864 | 0.44864 | 0.44864 | 0.44864 | 0.44864 | 0.44864 | 0.44864 | 0.44864 | 0.44864 | 0.44864 | 0.44864 | 0.44864 | 0.44864 | 0.44864 | 0.44864 | 0.44864 | 0.44864 | 0.44864 | 0.44864 | 0.44864 | 0.44864 | 0.44864 | 0.44864 | 0.44864 | 0.44864 | 0.44864 | 0.44864 | 0.44864 | 0.44864 | 0.44864 | 0.44864 | 0.44864 | 0.44864 | 0.44864 | 0.44864 | 0.44864 | 0.44864 | 0.44864 | 0.44864 | 0.44864 | 0 | 0
PIT-income share → województwo | m PLN | 4.7107 | 0 | 0 | 0 | 0 | 0 | 0 | 0 | 0 | 0.078512 | 0.078512 | 0.078512 | 0.078512 | 0.078512 | 0.078512 | 0.078512 | 0.078512 | 0.078512 | 0.078512 | 0.078512 | 0.078512 | 0.078512 | 0.078512 | 0.078512 | 0.078512 | 0.078512 | 0.078512 | 0.078512 | 0.078512 | 0.078512 | 0.078512 | 0.078512 | 0.078512 | 0.078512 | 0.078512 | 0.078512 | 0.078512 | 0.078512 | 0.078512 | 0.078512 | 0.078512 | 0.078512 | 0.078512 | 0.078512 | 0.078512 | 0.078512 | 0.078512 | 0.078512 | 0.078512 | 0.078512 | 0.078512 | 0.078512 | 0.078512 | 0.078512 | 0.078512 | 0.078512 | 0.078512 | 0.078512 | 0.078512 | 0.078512 | 0.078512 | 0.078512 | 0.078512 | 0.078512 | 0.078512 | 0.078512 | 0.078512 | 0.078512 | 0.078512 | 0 | 0
Total local-government revenue | m PLN | 4696.4535 | 0 | 0 | 0 | 1.354 | 2.4611 | 3.1453 | 2.4611 | 1.354 | 47.6974 | 47.6974 | 47.6974 | 47.6974 | 47.6974 | 47.6974 | 47.6974 | 51.8494 | 53.6099 | 52.8023 | 57.1309 | 57.1309 | 58.3422 | 57.1309 | 62.4124 | 65.7363 | 67.3111 | 81.3526 | 83.7753 | 78.9298 | 81.3526 | 83.7753 | 85.0496 | 86.1059 | 88.5286 | 86.1059 | 86.1059 | 88.5286 | 86.1059 | 83.6832 | 88.5286 | 86.1059 | 86.1059 | 88.5286 | 86.1059 | 86.1059 | 88.5286 | 86.1059 | 86.1059 | 84.4907 | 89.6269 | 89.6269 | 92.0496 | 89.6269 | 89.6269 | 92.0496 | 89.6269 | 89.6269 | 92.0496 | 87.2042 | 89.6269 | 92.0496 | 89.6269 | 89.6269 | 92.0496 | 89.6269 | 89.6269 | 92.0496 | 89.6269 | 87.2042 | 0 | 0
PIT paid by staff (State + JST, memo) | m PLN | 419.7428 | 0 | 0 | 0 | 0 | 0 | 0 | 0 | 0 | 6.9957 | 6.9957 | 6.9957 | 6.9957 | 6.9957 | 6.9957 | 6.9957 | 6.9957 | 6.9957 | 6.9957 | 6.9957 | 6.9957 | 6.9957 | 6.9957 | 6.9957 | 6.9957 | 6.9957 | 6.9957 | 6.9957 | 6.9957 | 6.9957 | 6.9957 | 6.9957 | 6.9957 | 6.9957 | 6.9957 | 6.9957 | 6.9957 | 6.9957 | 6.9957 | 6.9957 | 6.9957 | 6.9957 | 6.9957 | 6.9957 | 6.9957 | 6.9957 | 6.9957 | 6.9957 | 6.9957 | 6.9957 | 6.9957 | 6.9957 | 6.9957 | 6.9957 | 6.9957 | 6.9957 | 6.9957 | 6.9957 | 6.9957 | 6.9957 | 6.9957 | 6.9957 | 6.9957 | 6.9957 | 6.9957 | 6.9957 | 6.9957 | 6.9957 | 6.9957 | 0 | 0
Local revenue per operating year, average (m PLN) |  | 78.0946
CIT paid over life (m PLN) |  | 6188.0108
EUA cost over life (m PLN) |  | 0
Fund contributions over life (m PLN) |  | 3841.7839
CfD payments over life (m PLN) |  | 0
Property tax host gmina over life (m PLN) |  | 1368
Property tax neighbours over life (m PLN) |  | 1368
CIT-income shares over life (m PLN) |  | 1823.8348
PIT-income shares over life (m PLN) |  | 136.6188

## Model_SMR_Dynamic
SMR · merchant, dynamic 50–100 % dispatch
Annual model, real PLN m (2026). Column D = totals / KPIs. Timeline columns G→. Dispatch quantities come from the Twin sheet (hourly digital twin).
Year |  |  | 2027 | 2028 | 2029 | 2030 | 2031 | 2032 | 2033 | 2034 | 2035 | 2036 | 2037 | 2038 | 2039 | 2040 | 2041 | 2042 | 2043 | 2044 | 2045 | 2046 | 2047 | 2048 | 2049 | 2050 | 2051 | 2052 | 2053 | 2054 | 2055 | 2056 | 2057 | 2058 | 2059 | 2060 | 2061 | 2062 | 2063 | 2064 | 2065 | 2066 | 2067 | 2068 | 2069 | 2070 | 2071 | 2072 | 2073 | 2074 | 2075 | 2076 | 2077 | 2078 | 2079 | 2080 | 2081 | 2082 | 2083 | 2084 | 2085 | 2086 | 2087 | 2088 | 2089 | 2090 | 2091 | 2092 | 2093 | 2094 | 2095 | 2096
1. Parameters (links to Input, selected case)
Net capacity, MW |  | 300
Overnight capex, PLN/kW |  | 38000
Construction years |  | 5
COD year |  | 2035
Life years |  | 60
FID year (COD − construction) |  | 2030
Real post-tax WACC |  | 7%
Fixed O&M, PLN/kW-yr |  | 520
Variable O&M, PLN/MWh |  | 11
EUR/PLN |  | 4.3633
CIT rate |  | 19%
Licence fee share of revenue |  | 0.5%
Staff FTE |  | 180
Loaded cost per FTE, k PLN |  | 290
Budowle share of capex |  | 20%
Property tax rate |  | 2%
Host-gmina share of property tax |  | 50%
Overnight cost, m PLN |  | 11400
Nuclear fuel, PLN/MWh |  | 31
Decommissioning fund, PLN/MWh |  | 26
Sustaining capex, PLN/MWh @90 % CF |  | 25
Pre-development, m PLN |  | 500
First core, m PLN |  | 550
Grid connection, m PLN |  | 125
Single-unit FOM multiplier |  | 1.5
Single-unit years |  | 3
Load-following capability loss |  | 1.2%
Load-following FOM uplift |  | 1%
Capacity-market de-rating |  | 0.9383
Peak construction workforce |  | 1500
Capacity-market price, PLN/kW-yr |  | 0
Capacity contract years |  | 17
2. Timing
Construction flag | 0/1 |  | 0 | 0 | 0 | 1 | 1 | 1 | 1 | 1 | 0 | 0 | 0 | 0 | 0 | 0 | 0 | 0 | 0 | 0 | 0 | 0 | 0 | 0 | 0 | 0 | 0 | 0 | 0 | 0 | 0 | 0 | 0 | 0 | 0 | 0 | 0 | 0 | 0 | 0 | 0 | 0 | 0 | 0 | 0 | 0 | 0 | 0 | 0 | 0 | 0 | 0 | 0 | 0 | 0 | 0 | 0 | 0 | 0 | 0 | 0 | 0 | 0 | 0 | 0 | 0 | 0 | 0 | 0 | 0 | 0 | 0
Operating flag | 0/1 |  | 0 | 0 | 0 | 0 | 0 | 0 | 0 | 0 | 1 | 1 | 1 | 1 | 1 | 1 | 1 | 1 | 1 | 1 | 1 | 1 | 1 | 1 | 1 | 1 | 1 | 1 | 1 | 1 | 1 | 1 | 1 | 1 | 1 | 1 | 1 | 1 | 1 | 1 | 1 | 1 | 1 | 1 | 1 | 1 | 1 | 1 | 1 | 1 | 1 | 1 | 1 | 1 | 1 | 1 | 1 | 1 | 1 | 1 | 1 | 1 | 1 | 1 | 1 | 1 | 1 | 1 | 1 | 1 | 0 | 0
Operating year k | # |  | 0 | 0 | 0 | 0 | 0 | 0 | 0 | 0 | 1 | 2 | 3 | 4 | 5 | 6 | 7 | 8 | 9 | 10 | 11 | 12 | 13 | 14 | 15 | 16 | 17 | 18 | 19 | 20 | 21 | 22 | 23 | 24 | 25 | 26 | 27 | 28 | 29 | 30 | 31 | 32 | 33 | 34 | 35 | 36 | 37 | 38 | 39 | 40 | 41 | 42 | 43 | 44 | 45 | 46 | 47 | 48 | 49 | 50 | 51 | 52 | 53 | 54 | 55 | 56 | 57 | 58 | 59 | 60 | 0 | 0
Discount period (years from FID) | # |  | -3 | -2 | -1 | 0 | 1 | 2 | 3 | 4 | 5 | 6 | 7 | 8 | 9 | 10 | 11 | 12 | 13 | 14 | 15 | 16 | 17 | 18 | 19 | 20 | 21 | 22 | 23 | 24 | 25 | 26 | 27 | 28 | 29 | 30 | 31 | 32 | 33 | 34 | 35 | 36 | 37 | 38 | 39 | 40 | 41 | 42 | 43 | 44 | 45 | 46 | 47 | 48 | 49 | 50 | 51 | 52 | 53 | 54 | 55 | 56 | 57 | 58 | 59 | 60 | 61 | 62 | 63 | 64 | 65 | 66
Discount factor | # |  | 0 | 0 | 0 | 1 | 0.93458 | 0.87344 | 0.8163 | 0.7629 | 0.71299 | 0.66634 | 0.62275 | 0.58201 | 0.54393 | 0.50835 | 0.47509 | 0.44401 | 0.41496 | 0.38782 | 0.36245 | 0.33873 | 0.31657 | 0.29586 | 0.27651 | 0.25842 | 0.24151 | 0.22571 | 0.21095 | 0.19715 | 0.18425 | 0.1722 | 0.16093 | 0.1504 | 0.14056 | 0.13137 | 0.12277 | 0.11474 | 0.10723 | 0.10022 | 0.093663 | 0.087535 | 0.081809 | 0.076457 | 0.071455 | 0.06678 | 0.062412 | 0.058329 | 0.054513 | 0.050946 | 0.047613 | 0.044499 | 0.041587 | 0.038867 | 0.036324 | 0.033948 | 0.031727 | 0.029651 | 0.027711 | 0.025899 | 0.024204 | 0.022621 | 0.021141 | 0.019758 | 0.018465 | 0.017257 | 0.016128 | 0.015073 | 0.014087 | 0.013166 | 0.012304 | 0.011499
Capex spend share (S-curve, normalised) | % |  | 0% | 0% | 0% | 116.2% | 211.3% | 270% | 211.3% | 116.2% | 0% | 0% | 0% | 0% | 0% | 0% | 0% | 0% | 0% | 0% | 0% | 0% | 0% | 0% | 0% | 0% | 0% | 0% | 0% | 0% | 0% | 0% | 0% | 0% | 0% | 0% | 0% | 0% | 0% | 0% | 0% | 0% | 0% | 0% | 0% | 0% | 0% | 0% | 0% | 0% | 0% | 0% | 0% | 0% | 0% | 0% | 0% | 0% | 0% | 0% | 0% | 0% | 0% | 0% | 0% | 0% | 0% | 0% | 0% | 0% | 0% | 0%
Capex spend share normalised | % |  | 0% | 0% | 0% | 12.57% | 22.84% | 29.19% | 22.84% | 12.57% | 0% | 0% | 0% | 0% | 0% | 0% | 0% | 0% | 0% | 0% | 0% | 0% | 0% | 0% | 0% | 0% | 0% | 0% | 0% | 0% | 0% | 0% | 0% | 0% | 0% | 0% | 0% | 0% | 0% | 0% | 0% | 0% | 0% | 0% | 0% | 0% | 0% | 0% | 0% | 0% | 0% | 0% | 0% | 0% | 0% | 0% | 0% | 0% | 0% | 0% | 0% | 0% | 0% | 0% | 0% | 0% | 0% | 0% | 0% | 0% | 0% | 0%
3. Investment (m PLN)
Overnight capex spend | m PLN | 11400 | 0 | 0 | 0 | 1432.5 | 2603.7162 | 3327.5676 | 2603.7162 | 1432.5 | 0 | 0 | 0 | 0 | 0 | 0 | 0 | 0 | 0 | 0 | 0 | 0 | 0 | 0 | 0 | 0 | 0 | 0 | 0 | 0 | 0 | 0 | 0 | 0 | 0 | 0 | 0 | 0 | 0 | 0 | 0 | 0 | 0 | 0 | 0 | 0 | 0 | 0 | 0 | 0 | 0 | 0 | 0 | 0 | 0 | 0 | 0 | 0 | 0 | 0 | 0 | 0 | 0 | 0 | 0 | 0 | 0 | 0 | 0 | 0 | 0 | 0
Other capex (pre-development at FID, first core at COD−1, grid spread) | m PLN | 1175 | 0 | 0 | 0 | 515.7072 | 28.5495 | 36.4865 | 28.5495 | 565.7072 | 0 | 0 | 0 | 0 | 0 | 0 | 0 | 0 | 0 | 0 | 0 | 0 | 0 | 0 | 0 | 0 | 0 | 0 | 0 | 0 | 0 | 0 | 0 | 0 | 0 | 0 | 0 | 0 | 0 | 0 | 0 | 0 | 0 | 0 | 0 | 0 | 0 | 0 | 0 | 0 | 0 | 0 | 0 | 0 | 0 | 0 | 0 | 0 | 0 | 0 | 0 | 0 | 0 | 0 | 0 | 0 | 0 | 0 | 0 | 0 | 0 | 0
Total capex | m PLN | 12575 | 0 | 0 | 0 | 1948.2073 | 2632.2657 | 3364.0541 | 2632.2657 | 1998.2073 | 0 | 0 | 0 | 0 | 0 | 0 | 0 | 0 | 0 | 0 | 0 | 0 | 0 | 0 | 0 | 0 | 0 | 0 | 0 | 0 | 0 | 0 | 0 | 0 | 0 | 0 | 0 | 0 | 0 | 0 | 0 | 0 | 0 | 0 | 0 | 0 | 0 | 0 | 0 | 0 | 0 | 0 | 0 | 0 | 0 | 0 | 0 | 0 | 0 | 0 | 0 | 0 | 0 | 0 | 0 | 0 | 0 | 0 | 0 | 0 | 0 | 0
4. Market inputs (selected case, from Input)
Annual mean day-ahead price | PLN/MWh |  | 496 | 445 | 420 | 410 | 408 | 406 | 404 | 402 | 400 | 398 | 396 | 394 | 392 | 390 | 389 | 388 | 387 | 386 | 385 | 384 | 383 | 382 | 381 | 380 | 380 | 380 | 380 | 380 | 380 | 380 | 380 | 380 | 380 | 380 | 380 | 380 | 380 | 380 | 380 | 380 | 380 | 380 | 380 | 380 | 380 | 380 | 380 | 380 | 380 | 380 | 380 | 380 | 380 | 380 | 380 | 380 | 380 | 380 | 380 | 380 | 380 | 380 | 380 | 380 | 380 | 380 | 380 | 380 | 380 | 380
5. Dispatch (from hourly twin) and revenue
Capacity factor (twin) | % |  | 0% | 0% | 0% | 0% | 0% | 0% | 0% | 0% | 89.52% | 85.69% | 85.68% | 92.36% | 88.41% | 88.4% | 92.34% | 88.4% | 88.39% | 85.76% | 88.38% | 88.37% | 92.3% | 88.36% | 88.34% | 92.27% | 88.31% | 88.3% | 92.23% | 84.35% | 88.28% | 92.2% | 88.25% | 88.25% | 92.18% | 88.23% | 88.23% | 92.16% | 88.23% | 84.29% | 92.16% | 88.23% | 88.23% | 92.16% | 88.23% | 88.23% | 92.16% | 88.23% | 88.23% | 85.6% | 88.23% | 88.23% | 92.16% | 88.23% | 88.23% | 92.16% | 88.23% | 88.23% | 92.16% | 84.29% | 88.23% | 92.16% | 88.23% | 88.23% | 92.16% | 88.23% | 88.23% | 92.16% | 88.23% | 84.29% | 0% | 0%
Net generation (twin CF already net of load-following capability loss) | MWh | 140286714.282 | 0 | 0 | 0 | 0 | 0 | 0 | 0 | 0 | 2352458.628 | 2251878.252 | 2251596.672 | 2427109.932 | 2323527.024 | 2323255.818 | 2426758.698 | 2323055.748 | 2322975.72 | 2253686.292 | 2322504.444 | 2322296.964 | 2425592.364 | 2322089.484 | 2321467.044 | 2424889.896 | 2320764.576 | 2320493.37 | 2423908.812 | 2216655.558 | 2320078.41 | 2423029.986 | 2319095.844 | 2319095.844 | 2422454.97 | 2318600.856 | 2318584.554 | 2422087.434 | 2318584.554 | 2215081.674 | 2422087.434 | 2318584.554 | 2318584.554 | 2422087.434 | 2318584.554 | 2318584.554 | 2422087.434 | 2318584.554 | 2318584.554 | 2249582.634 | 2318584.554 | 2318584.554 | 2422087.434 | 2318584.554 | 2318584.554 | 2422087.434 | 2318584.554 | 2318584.554 | 2422087.434 | 2215081.674 | 2318584.554 | 2422087.434 | 2318584.554 | 2318584.554 | 2422087.434 | 2318584.554 | 2318584.554 | 2422087.434 | 2318584.554 | 2215081.674 | 0 | 0
Capture price = mean × capture ratio (twin) | PLN/MWh |  | 0 | 0 | 0 | 0 | 0 | 0 | 0 | 0 | 416.2157 | 412.7092 | 410.6731 | 410.0519 | 406.4923 | 404.4526 | 404.9274 | 402.3976 | 401.3671 | 400.6259 | 399.3514 | 398.3389 | 398.9032 | 396.2846 | 395.3316 | 395.9057 | 394.3854 | 394.4194 | 396.0719 | 395.6061 | 394.4669 | 396.2247 | 394.5987 | 394.595 | 396.3363 | 394.6576 | 394.6564 | 396.4088 | 394.6564 | 395.6878 | 396.4088 | 394.6564 | 394.6564 | 396.4088 | 394.6564 | 394.6564 | 396.4088 | 394.6564 | 394.6564 | 394.7326 | 394.6564 | 394.6564 | 396.4088 | 394.6564 | 394.6564 | 396.4088 | 394.6564 | 394.6564 | 396.4088 | 395.6878 | 394.6564 | 396.4088 | 394.6564 | 394.6564 | 396.4088 | 394.6564 | 394.6564 | 396.4088 | 394.6564 | 395.6878 | 0 | 0
Market revenue | m PLN | 55751.1781 | 0 | 0 | 0 | 0 | 0 | 0 | 0 | 0 | 979.1302 | 929.3709 | 924.6702 | 995.2409 | 944.4958 | 939.6469 | 982.6612 | 934.792 | 932.366 | 902.885 | 927.4953 | 925.0613 | 967.5764 | 920.2083 | 917.7492 | 960.0276 | 915.2757 | 915.2476 | 960.0423 | 876.9225 | 915.1942 | 960.0644 | 915.1121 | 915.1036 | 960.1068 | 915.0535 | 915.0443 | 960.1367 | 915.0443 | 876.4807 | 960.1367 | 915.0443 | 915.0443 | 960.1367 | 915.0443 | 915.0443 | 960.1367 | 915.0443 | 915.0443 | 887.9837 | 915.0443 | 915.0443 | 960.1367 | 915.0443 | 915.0443 | 960.1367 | 915.0443 | 915.0443 | 960.1367 | 876.4807 | 915.0443 | 960.1367 | 915.0443 | 915.0443 | 960.1367 | 915.0443 | 915.0443 | 960.1367 | 915.0443 | 876.4807 | 0 | 0
CfD difference payment | m PLN | 0 | 0 | 0 | 0 | 0 | 0 | 0 | 0 | 0 | 0 | 0 | 0 | 0 | 0 | 0 | 0 | 0 | 0 | 0 | 0 | 0 | 0 | 0 | 0 | 0 | 0 | 0 | 0 | 0 | 0 | 0 | 0 | 0 | 0 | 0 | 0 | 0 | 0 | 0 | 0 | 0 | 0 | 0 | 0 | 0 | 0 | 0 | 0 | 0 | 0 | 0 | 0 | 0 | 0 | 0 | 0 | 0 | 0 | 0 | 0 | 0 | 0 | 0 | 0 | 0 | 0 | 0 | 0 | 0 | 0 | 0
Capacity-market revenue | m PLN | 0 | 0 | 0 | 0 | 0 | 0 | 0 | 0 | 0 | 0 | 0 | 0 | 0 | 0 | 0 | 0 | 0 | 0 | 0 | 0 | 0 | 0 | 0 | 0 | 0 | 0 | 0 | 0 | 0 | 0 | 0 | 0 | 0 | 0 | 0 | 0 | 0 | 0 | 0 | 0 | 0 | 0 | 0 | 0 | 0 | 0 | 0 | 0 | 0 | 0 | 0 | 0 | 0 | 0 | 0 | 0 | 0 | 0 | 0 | 0 | 0 | 0 | 0 | 0 | 0 | 0 | 0 | 0 | 0 | 0 | 0
Balancing-services revenue | m PLN | 0 | 0 | 0 | 0 | 0 | 0 | 0 | 0 | 0 | 0 | 0 | 0 | 0 | 0 | 0 | 0 | 0 | 0 | 0 | 0 | 0 | 0 | 0 | 0 | 0 | 0 | 0 | 0 | 0 | 0 | 0 | 0 | 0 | 0 | 0 | 0 | 0 | 0 | 0 | 0 | 0 | 0 | 0 | 0 | 0 | 0 | 0 | 0 | 0 | 0 | 0 | 0 | 0 | 0 | 0 | 0 | 0 | 0 | 0 | 0 | 0 | 0 | 0 | 0 | 0 | 0 | 0 | 0 | 0 | 0 | 0
Total revenue | m PLN | 55751.1781 | 0 | 0 | 0 | 0 | 0 | 0 | 0 | 0 | 979.1302 | 929.3709 | 924.6702 | 995.2409 | 944.4958 | 939.6469 | 982.6612 | 934.792 | 932.366 | 902.885 | 927.4953 | 925.0613 | 967.5764 | 920.2083 | 917.7492 | 960.0276 | 915.2757 | 915.2476 | 960.0423 | 876.9225 | 915.1942 | 960.0644 | 915.1121 | 915.1036 | 960.1068 | 915.0535 | 915.0443 | 960.1367 | 915.0443 | 876.4807 | 960.1367 | 915.0443 | 915.0443 | 960.1367 | 915.0443 | 915.0443 | 960.1367 | 915.0443 | 915.0443 | 887.9837 | 915.0443 | 915.0443 | 960.1367 | 915.0443 | 915.0443 | 960.1367 | 915.0443 | 915.0443 | 960.1367 | 876.4807 | 915.0443 | 960.1367 | 915.0443 | 915.0443 | 960.1367 | 915.0443 | 915.0443 | 960.1367 | 915.0443 | 876.4807 | 0 | 0
6. Operating costs (m PLN)
Nuclear fuel (incl. part-load efficiency effect, twin ratio) | m PLN | 4357.4833 | 0 | 0 | 0 | 0 | 0 | 0 | 0 | 0 | 73.0586 | 69.941 | 69.9327 | 75.3781 | 72.1671 | 72.1591 | 75.3677 | 72.1532 | 72.1509 | 70.0034 | 72.137 | 72.131 | 75.3334 | 72.1248 | 72.1065 | 75.3127 | 72.0858 | 72.0779 | 75.2839 | 68.8595 | 72.0657 | 75.2581 | 72.0368 | 72.0368 | 75.2411 | 72.0222 | 72.0217 | 75.2303 | 72.0217 | 68.8131 | 75.2303 | 72.0217 | 72.0217 | 75.2303 | 72.0217 | 72.0217 | 75.2303 | 72.0217 | 72.0217 | 69.8826 | 72.0217 | 72.0217 | 75.2303 | 72.0217 | 72.0217 | 75.2303 | 72.0217 | 72.0217 | 75.2303 | 68.8131 | 72.0217 | 75.2303 | 72.0217 | 72.0217 | 75.2303 | 72.0217 | 72.0217 | 75.2303 | 72.0217 | 68.8131 | 0 | 0
CO2 cost | m PLN | 0 | 0 | 0 | 0 | 0 | 0 | 0 | 0 | 0 | 0 | 0 | 0 | 0 | 0 | 0 | 0 | 0 | 0 | 0 | 0 | 0 | 0 | 0 | 0 | 0 | 0 | 0 | 0 | 0 | 0 | 0 | 0 | 0 | 0 | 0 | 0 | 0 | 0 | 0 | 0 | 0 | 0 | 0 | 0 | 0 | 0 | 0 | 0 | 0 | 0 | 0 | 0 | 0 | 0 | 0 | 0 | 0 | 0 | 0 | 0 | 0 | 0 | 0 | 0 | 0 | 0 | 0 | 0 | 0 | 0 | 0
Variable O&M | m PLN | 1543.1539 | 0 | 0 | 0 | 0 | 0 | 0 | 0 | 0 | 25.877 | 24.7707 | 24.7676 | 26.6982 | 25.5588 | 25.5558 | 26.6943 | 25.5536 | 25.5527 | 24.7905 | 25.5475 | 25.5453 | 26.6815 | 25.543 | 25.5361 | 26.6738 | 25.5284 | 25.5254 | 26.663 | 24.3832 | 25.5209 | 26.6533 | 25.5101 | 25.5101 | 26.647 | 25.5046 | 25.5044 | 26.643 | 25.5044 | 24.3659 | 26.643 | 25.5044 | 25.5044 | 26.643 | 25.5044 | 25.5044 | 26.643 | 25.5044 | 25.5044 | 24.7454 | 25.5044 | 25.5044 | 26.643 | 25.5044 | 25.5044 | 26.643 | 25.5044 | 25.5044 | 26.643 | 24.3659 | 25.5044 | 26.643 | 25.5044 | 25.5044 | 26.643 | 25.5044 | 25.5044 | 26.643 | 25.5044 | 24.3659 | 0 | 0
Start-up / cycling cost | m PLN | 0 | 0 | 0 | 0 | 0 | 0 | 0 | 0 | 0 | 0 | 0 | 0 | 0 | 0 | 0 | 0 | 0 | 0 | 0 | 0 | 0 | 0 | 0 | 0 | 0 | 0 | 0 | 0 | 0 | 0 | 0 | 0 | 0 | 0 | 0 | 0 | 0 | 0 | 0 | 0 | 0 | 0 | 0 | 0 | 0 | 0 | 0 | 0 | 0 | 0 | 0 | 0 | 0 | 0 | 0 | 0 | 0 | 0 | 0 | 0 | 0 | 0 | 0 | 0 | 0 | 0 | 0 | 0 | 0 | 0 | 0
Decommissioning & waste fund | m PLN | 3647.4546 | 0 | 0 | 0 | 0 | 0 | 0 | 0 | 0 | 61.1639 | 58.5488 | 58.5415 | 63.1049 | 60.4117 | 60.4047 | 63.0957 | 60.3994 | 60.3974 | 58.5958 | 60.3851 | 60.3797 | 63.0654 | 60.3743 | 60.3581 | 63.0471 | 60.3399 | 60.3328 | 63.0216 | 57.633 | 60.322 | 62.9988 | 60.2965 | 60.2965 | 62.9838 | 60.2836 | 60.2832 | 62.9743 | 60.2832 | 57.5921 | 62.9743 | 60.2832 | 60.2832 | 62.9743 | 60.2832 | 60.2832 | 62.9743 | 60.2832 | 60.2832 | 58.4891 | 60.2832 | 60.2832 | 62.9743 | 60.2832 | 60.2832 | 62.9743 | 60.2832 | 60.2832 | 62.9743 | 57.5921 | 60.2832 | 62.9743 | 60.2832 | 60.2832 | 62.9743 | 60.2832 | 60.2832 | 62.9743 | 60.2832 | 57.5921 | 0 | 0
Fixed O&M (× single-unit multiplier, × load-following uplift) | m PLN | 9689.94 | 0 | 0 | 0 | 0 | 0 | 0 | 0 | 0 | 236.34 | 236.34 | 236.34 | 157.56 | 157.56 | 157.56 | 157.56 | 157.56 | 157.56 | 157.56 | 157.56 | 157.56 | 157.56 | 157.56 | 157.56 | 157.56 | 157.56 | 157.56 | 157.56 | 157.56 | 157.56 | 157.56 | 157.56 | 157.56 | 157.56 | 157.56 | 157.56 | 157.56 | 157.56 | 157.56 | 157.56 | 157.56 | 157.56 | 157.56 | 157.56 | 157.56 | 157.56 | 157.56 | 157.56 | 157.56 | 157.56 | 157.56 | 157.56 | 157.56 | 157.56 | 157.56 | 157.56 | 157.56 | 157.56 | 157.56 | 157.56 | 157.56 | 157.56 | 157.56 | 157.56 | 157.56 | 157.56 | 157.56 | 157.56 | 157.56 | 0 | 0
memo: staff cost inside fixed O&M | m PLN | 3132 | 0 | 0 | 0 | 0 | 0 | 0 | 0 | 0 | 52.2 | 52.2 | 52.2 | 52.2 | 52.2 | 52.2 | 52.2 | 52.2 | 52.2 | 52.2 | 52.2 | 52.2 | 52.2 | 52.2 | 52.2 | 52.2 | 52.2 | 52.2 | 52.2 | 52.2 | 52.2 | 52.2 | 52.2 | 52.2 | 52.2 | 52.2 | 52.2 | 52.2 | 52.2 | 52.2 | 52.2 | 52.2 | 52.2 | 52.2 | 52.2 | 52.2 | 52.2 | 52.2 | 52.2 | 52.2 | 52.2 | 52.2 | 52.2 | 52.2 | 52.2 | 52.2 | 52.2 | 52.2 | 52.2 | 52.2 | 52.2 | 52.2 | 52.2 | 52.2 | 52.2 | 52.2 | 52.2 | 52.2 | 52.2 | 52.2 | 0 | 0
Sustaining capex | m PLN | 3547.8 | 0 | 0 | 0 | 0 | 0 | 0 | 0 | 0 | 59.13 | 59.13 | 59.13 | 59.13 | 59.13 | 59.13 | 59.13 | 59.13 | 59.13 | 59.13 | 59.13 | 59.13 | 59.13 | 59.13 | 59.13 | 59.13 | 59.13 | 59.13 | 59.13 | 59.13 | 59.13 | 59.13 | 59.13 | 59.13 | 59.13 | 59.13 | 59.13 | 59.13 | 59.13 | 59.13 | 59.13 | 59.13 | 59.13 | 59.13 | 59.13 | 59.13 | 59.13 | 59.13 | 59.13 | 59.13 | 59.13 | 59.13 | 59.13 | 59.13 | 59.13 | 59.13 | 59.13 | 59.13 | 59.13 | 59.13 | 59.13 | 59.13 | 59.13 | 59.13 | 59.13 | 59.13 | 59.13 | 59.13 | 59.13 | 59.13 | 0 | 0
Gas capacity booking | m PLN | 0 | 0 | 0 | 0 | 0 | 0 | 0 | 0 | 0 | 0 | 0 | 0 | 0 | 0 | 0 | 0 | 0 | 0 | 0 | 0 | 0 | 0 | 0 | 0 | 0 | 0 | 0 | 0 | 0 | 0 | 0 | 0 | 0 | 0 | 0 | 0 | 0 | 0 | 0 | 0 | 0 | 0 | 0 | 0 | 0 | 0 | 0 | 0 | 0 | 0 | 0 | 0 | 0 | 0 | 0 | 0 | 0 | 0 | 0 | 0 | 0 | 0 | 0 | 0 | 0 | 0 | 0 | 0 | 0 | 0 | 0
Property tax (2 % of budowle value) | m PLN | 2736 | 0 | 0 | 0 | 0 | 0 | 0 | 0 | 0 | 45.6 | 45.6 | 45.6 | 45.6 | 45.6 | 45.6 | 45.6 | 45.6 | 45.6 | 45.6 | 45.6 | 45.6 | 45.6 | 45.6 | 45.6 | 45.6 | 45.6 | 45.6 | 45.6 | 45.6 | 45.6 | 45.6 | 45.6 | 45.6 | 45.6 | 45.6 | 45.6 | 45.6 | 45.6 | 45.6 | 45.6 | 45.6 | 45.6 | 45.6 | 45.6 | 45.6 | 45.6 | 45.6 | 45.6 | 45.6 | 45.6 | 45.6 | 45.6 | 45.6 | 45.6 | 45.6 | 45.6 | 45.6 | 45.6 | 45.6 | 45.6 | 45.6 | 45.6 | 45.6 | 45.6 | 45.6 | 45.6 | 45.6 | 45.6 | 45.6 | 0 | 0
URE licence fee | m PLN | 278.7559 | 0 | 0 | 0 | 0 | 0 | 0 | 0 | 0 | 4.8957 | 4.6469 | 4.6234 | 4.9762 | 4.7225 | 4.6982 | 4.9133 | 4.674 | 4.6618 | 4.5144 | 4.6375 | 4.6253 | 4.8379 | 4.601 | 4.5887 | 4.8001 | 4.5764 | 4.5762 | 4.8002 | 4.3846 | 4.576 | 4.8003 | 4.5756 | 4.5755 | 4.8005 | 4.5753 | 4.5752 | 4.8007 | 4.5752 | 4.3824 | 4.8007 | 4.5752 | 4.5752 | 4.8007 | 4.5752 | 4.5752 | 4.8007 | 4.5752 | 4.5752 | 4.4399 | 4.5752 | 4.5752 | 4.8007 | 4.5752 | 4.5752 | 4.8007 | 4.5752 | 4.5752 | 4.8007 | 4.3824 | 4.5752 | 4.8007 | 4.5752 | 4.5752 | 4.8007 | 4.5752 | 4.5752 | 4.8007 | 4.5752 | 4.3824 | 0 | 0
Total opex | m PLN | 25800.5876 | 0 | 0 | 0 | 0 | 0 | 0 | 0 | 0 | 506.0652 | 498.9774 | 498.9351 | 432.4474 | 425.1501 | 425.1078 | 432.3611 | 425.0702 | 425.0528 | 420.1942 | 424.9972 | 424.9713 | 432.2082 | 424.9332 | 424.8795 | 432.1238 | 424.8205 | 424.8024 | 432.0588 | 417.5503 | 424.7746 | 432.0005 | 424.7089 | 424.7089 | 431.9625 | 424.6757 | 424.6745 | 431.9382 | 424.6745 | 417.4435 | 431.9382 | 424.6745 | 424.6745 | 431.9382 | 424.6745 | 424.6745 | 431.9382 | 424.6745 | 424.6745 | 419.8471 | 424.6745 | 424.6745 | 431.9382 | 424.6745 | 424.6745 | 431.9382 | 424.6745 | 424.6745 | 431.9382 | 417.4435 | 424.6745 | 431.9382 | 424.6745 | 424.6745 | 431.9382 | 424.6745 | 424.6745 | 431.9382 | 424.6745 | 417.4435 | 0 | 0
EBITDA | m PLN | 29950.5906 | 0 | 0 | 0 | 0 | 0 | 0 | 0 | 0 | 473.065 | 430.3935 | 425.7351 | 562.7936 | 519.3457 | 514.5391 | 550.3001 | 509.7218 | 507.3132 | 482.6909 | 502.4982 | 500.09 | 535.3682 | 495.2751 | 492.8697 | 527.9039 | 490.4552 | 490.4452 | 527.9835 | 459.3721 | 490.4196 | 528.0639 | 490.4032 | 490.3947 | 528.1443 | 490.3779 | 490.3697 | 528.1985 | 490.3697 | 459.0372 | 528.1985 | 490.3697 | 490.3697 | 528.1985 | 490.3697 | 490.3697 | 528.1985 | 490.3697 | 490.3697 | 468.1366 | 490.3697 | 490.3697 | 528.1985 | 490.3697 | 490.3697 | 528.1985 | 490.3697 | 490.3697 | 528.1985 | 459.0372 | 490.3697 | 528.1985 | 490.3697 | 490.3697 | 528.1985 | 490.3697 | 490.3697 | 528.1985 | 490.3697 | 459.0372 | 0 | 0
End-of-life provision (nuclear: covered by fund) | m PLN | 0 | 0 | 0 | 0 | 0 | 0 | 0 | 0 | 0 | 0 | 0 | 0 | 0 | 0 | 0 | 0 | 0 | 0 | 0 | 0 | 0 | 0 | 0 | 0 | 0 | 0 | 0 | 0 | 0 | 0 | 0 | 0 | 0 | 0 | 0 | 0 | 0 | 0 | 0 | 0 | 0 | 0 | 0 | 0 | 0 | 0 | 0 | 0 | 0 | 0 | 0 | 0 | 0 | 0 | 0 | 0 | 0 | 0 | 0 | 0 | 0 | 0 | 0 | 0 | 0 | 0 | 0 | 0 | 0 | 0 | 0
7. Tax (Polish CIT, straight-line KŚT depreciation, loss carry-forward)
Depreciation — KŚT group (b) | m PLN | 2515 | 0 | 0 | 0 | 0 | 0 | 0 | 0 | 0 | 62.875 | 62.875 | 62.875 | 62.875 | 62.875 | 62.875 | 62.875 | 62.875 | 62.875 | 62.875 | 62.875 | 62.875 | 62.875 | 62.875 | 62.875 | 62.875 | 62.875 | 62.875 | 62.875 | 62.875 | 62.875 | 62.875 | 62.875 | 62.875 | 62.875 | 62.875 | 62.875 | 62.875 | 62.875 | 62.875 | 62.875 | 62.875 | 62.875 | 62.875 | 62.875 | 62.875 | 62.875 | 62.875 | 62.875 | 62.875 | 0 | 0 | 0 | 0 | 0 | 0 | 0 | 0 | 0 | 0 | 0 | 0 | 0 | 0 | 0 | 0 | 0 | 0 | 0 | 0 | 0 | 0
Depreciation — KŚT group (s) | m PLN | 1886.25 | 0 | 0 | 0 | 0 | 0 | 0 | 0 | 0 | 84.8812 | 84.8812 | 84.8812 | 84.8812 | 84.8812 | 84.8812 | 84.8812 | 84.8812 | 84.8812 | 84.8812 | 84.8812 | 84.8812 | 84.8812 | 84.8812 | 84.8812 | 84.8812 | 84.8812 | 84.8812 | 84.8812 | 84.8812 | 84.8812 | 84.8812 | 18.8625 | 0 | 0 | 0 | 0 | 0 | 0 | 0 | 0 | 0 | 0 | 0 | 0 | 0 | 0 | 0 | 0 | 0 | 0 | 0 | 0 | 0 | 0 | 0 | 0 | 0 | 0 | 0 | 0 | 0 | 0 | 0 | 0 | 0 | 0 | 0 | 0 | 0 | 0 | 0
Depreciation — KŚT group (r) | m PLN | 3143.75 | 0 | 0 | 0 | 0 | 0 | 0 | 0 | 0 | 440.125 | 440.125 | 440.125 | 440.125 | 440.125 | 440.125 | 440.125 | 62.875 | 0 | 0 | 0 | 0 | 0 | 0 | 0 | 0 | 0 | 0 | 0 | 0 | 0 | 0 | 0 | 0 | 0 | 0 | 0 | 0 | 0 | 0 | 0 | 0 | 0 | 0 | 0 | 0 | 0 | 0 | 0 | 0 | 0 | 0 | 0 | 0 | 0 | 0 | 0 | 0 | 0 | 0 | 0 | 0 | 0 | 0 | 0 | 0 | 0 | 0 | 0 | 0 | 0 | 0
Depreciation — KŚT group (t) | m PLN | 3772.5 | 0 | 0 | 0 | 0 | 0 | 0 | 0 | 0 | 264.075 | 264.075 | 264.075 | 264.075 | 264.075 | 264.075 | 264.075 | 264.075 | 264.075 | 264.075 | 264.075 | 264.075 | 264.075 | 264.075 | 75.45 | 0 | 0 | 0 | 0 | 0 | 0 | 0 | 0 | 0 | 0 | 0 | 0 | 0 | 0 | 0 | 0 | 0 | 0 | 0 | 0 | 0 | 0 | 0 | 0 | 0 | 0 | 0 | 0 | 0 | 0 | 0 | 0 | 0 | 0 | 0 | 0 | 0 | 0 | 0 | 0 | 0 | 0 | 0 | 0 | 0 | 0 | 0
Depreciation — KŚT group (d) | m PLN | 1257.5 | 0 | 0 | 0 | 0 | 0 | 0 | 0 | 0 | 125.75 | 125.75 | 125.75 | 125.75 | 125.75 | 125.75 | 125.75 | 125.75 | 125.75 | 125.75 | 0 | 0 | 0 | 0 | 0 | 0 | 0 | 0 | 0 | 0 | 0 | 0 | 0 | 0 | 0 | 0 | 0 | 0 | 0 | 0 | 0 | 0 | 0 | 0 | 0 | 0 | 0 | 0 | 0 | 0 | 0 | 0 | 0 | 0 | 0 | 0 | 0 | 0 | 0 | 0 | 0 | 0 | 0 | 0 | 0 | 0 | 0 | 0 | 0 | 0 | 0 | 0
Total tax depreciation | m PLN | 12575 | 0 | 0 | 0 | 0 | 0 | 0 | 0 | 0 | 977.7062 | 977.7062 | 977.7062 | 977.7062 | 977.7062 | 977.7062 | 977.7062 | 600.4562 | 537.5812 | 537.5812 | 411.8313 | 411.8313 | 411.8313 | 411.8313 | 223.2062 | 147.7562 | 147.7562 | 147.7562 | 147.7562 | 147.7562 | 147.7562 | 147.7562 | 81.7375 | 62.875 | 62.875 | 62.875 | 62.875 | 62.875 | 62.875 | 62.875 | 62.875 | 62.875 | 62.875 | 62.875 | 62.875 | 62.875 | 62.875 | 62.875 | 62.875 | 62.875 | 0 | 0 | 0 | 0 | 0 | 0 | 0 | 0 | 0 | 0 | 0 | 0 | 0 | 0 | 0 | 0 | 0 | 0 | 0 | 0 | 0 | 0
Taxable EBIT (EBITDA − depreciation − provisions) | m PLN | 17375.5906 | 0 | 0 | 0 | 0 | 0 | 0 | 0 | 0 | -504.6413 | -547.3127 | -551.9711 | -414.9127 | -458.3606 | -463.1672 | -427.4062 | -90.7345 | -30.2681 | -54.8904 | 90.6669 | 88.2588 | 123.537 | 83.4439 | 269.6635 | 380.1476 | 342.699 | 342.689 | 380.2272 | 311.6159 | 342.6634 | 380.3077 | 408.6657 | 427.5197 | 465.2693 | 427.5029 | 427.4947 | 465.3235 | 427.4947 | 396.1622 | 465.3235 | 427.4947 | 427.4947 | 465.3235 | 427.4947 | 427.4947 | 465.3235 | 427.4947 | 427.4947 | 405.2616 | 490.3697 | 490.3697 | 528.1985 | 490.3697 | 490.3697 | 528.1985 | 490.3697 | 490.3697 | 528.1985 | 459.0372 | 490.3697 | 528.1985 | 490.3697 | 490.3697 | 528.1985 | 490.3697 | 490.3697 | 528.1985 | 490.3697 | 459.0372 | 0 | 0
Loss utilisation (50 % cap per year, simplified pool) | m PLN |  | 0 | 0 | 0 | 0 | 0 | 0 | 0 | 0 | 0 | 0 | 0 | 0 | 0 | 0 | 0 | 0 | 0 | 0 | 45.3335 | 44.1294 | 61.7685 | 41.7219 | 134.8317 | 190.0738 | 171.3495 | 171.3445 | 190.1136 | 155.8079 | 171.3317 | 190.1538 | 204.3328 | 213.7598 | 232.6347 | 213.7514 | 213.7474 | 232.6617 | 213.7474 | 198.0811 | 232.6617 | 20.3267 | 0 | 0 | 0 | 0 | 0 | 0 | 0 | 0 | 0 | 0 | 0 | 0 | 0 | 0 | 0 | 0 | 0 | 0 | 0 | 0 | 0 | 0 | 0 | 0 | 0 | 0 | 0 | 0 | 0 | 0
Loss pool carried forward (EoY) | m PLN |  | 0 | 0 | 0 | 0 | 0 | 0 | 0 | 0 | 504.6413 | 1051.954 | 1603.9251 | 2018.8378 | 2477.1984 | 2940.3655 | 3367.7717 | 3458.5062 | 3488.7743 | 3543.6647 | 3498.3312 | 3454.2018 | 3392.4333 | 3350.7114 | 3215.8796 | 3025.8058 | 2854.4564 | 2683.1119 | 2492.9982 | 2337.1903 | 2165.8586 | 1975.7048 | 1771.372 | 1557.6121 | 1324.9775 | 1111.226 | 897.4787 | 664.8169 | 451.0695 | 252.9884 | 20.3267 | 0 | 0 | 0 | 0 | 0 | 0 | 0 | 0 | 0 | 0 | 0 | 0 | 0 | 0 | 0 | 0 | 0 | 0 | 0 | 0 | 0 | 0 | 0 | 0 | 0 | 0 | 0 | 0 | 0 | 0 | 0
Taxable income | m PLN | 17375.5906 | 0 | 0 | 0 | 0 | 0 | 0 | 0 | 0 | 0 | 0 | 0 | 0 | 0 | 0 | 0 | 0 | 0 | 0 | 45.3335 | 44.1294 | 61.7685 | 41.7219 | 134.8317 | 190.0738 | 171.3495 | 171.3445 | 190.1136 | 155.8079 | 171.3317 | 190.1538 | 204.3328 | 213.7598 | 232.6347 | 213.7514 | 213.7474 | 232.6617 | 213.7474 | 198.0811 | 232.6617 | 407.168 | 427.4947 | 465.3235 | 427.4947 | 427.4947 | 465.3235 | 427.4947 | 427.4947 | 405.2616 | 490.3697 | 490.3697 | 528.1985 | 490.3697 | 490.3697 | 528.1985 | 490.3697 | 490.3697 | 528.1985 | 459.0372 | 490.3697 | 528.1985 | 490.3697 | 490.3697 | 528.1985 | 490.3697 | 490.3697 | 528.1985 | 490.3697 | 459.0372 | 0 | 0
CIT | m PLN | 3301.3622 | 0 | 0 | 0 | 0 | 0 | 0 | 0 | 0 | 0 | 0 | 0 | 0 | 0 | 0 | 0 | 0 | 0 | 0 | 8.6134 | 8.3846 | 11.736 | 7.9272 | 25.618 | 36.114 | 32.5564 | 32.5555 | 36.1216 | 29.6035 | 32.553 | 36.1292 | 38.8232 | 40.6144 | 44.2006 | 40.6128 | 40.612 | 44.2057 | 40.612 | 37.6354 | 44.2057 | 77.3619 | 81.224 | 88.4115 | 81.224 | 81.224 | 88.4115 | 81.224 | 81.224 | 76.9997 | 93.1703 | 93.1703 | 100.3577 | 93.1703 | 93.1703 | 100.3577 | 93.1703 | 93.1703 | 100.3577 | 87.2171 | 93.1703 | 100.3577 | 93.1703 | 93.1703 | 100.3577 | 93.1703 | 93.1703 | 100.3577 | 93.1703 | 87.2171 | 0 | 0
8. Cash flow and valuation (m PLN)
Pre-tax free cash flow | m PLN | 17375.5906 | 0 | 0 | 0 | -1948.2073 | -2632.2657 | -3364.0541 | -2632.2657 | -1998.2073 | 473.065 | 430.3935 | 425.7351 | 562.7936 | 519.3457 | 514.5391 | 550.3001 | 509.7218 | 507.3132 | 482.6909 | 502.4982 | 500.09 | 535.3682 | 495.2751 | 492.8697 | 527.9039 | 490.4552 | 490.4452 | 527.9835 | 459.3721 | 490.4196 | 528.0639 | 490.4032 | 490.3947 | 528.1443 | 490.3779 | 490.3697 | 528.1985 | 490.3697 | 459.0372 | 528.1985 | 490.3697 | 490.3697 | 528.1985 | 490.3697 | 490.3697 | 528.1985 | 490.3697 | 490.3697 | 468.1366 | 490.3697 | 490.3697 | 528.1985 | 490.3697 | 490.3697 | 528.1985 | 490.3697 | 490.3697 | 528.1985 | 459.0372 | 490.3697 | 528.1985 | 490.3697 | 490.3697 | 528.1985 | 490.3697 | 490.3697 | 528.1985 | 490.3697 | 459.0372 | 0 | 0
Post-tax free cash flow (unlevered) | m PLN | 14074.2284 | 0 | 0 | 0 | -1948.2073 | -2632.2657 | -3364.0541 | -2632.2657 | -1998.2073 | 473.065 | 430.3935 | 425.7351 | 562.7936 | 519.3457 | 514.5391 | 550.3001 | 509.7218 | 507.3132 | 482.6909 | 493.8848 | 491.7055 | 523.6322 | 487.348 | 467.2517 | 491.7898 | 457.8988 | 457.8898 | 491.8619 | 429.7686 | 457.8666 | 491.9347 | 451.5799 | 449.7803 | 483.9437 | 449.7651 | 449.7577 | 483.9928 | 449.7577 | 421.4018 | 483.9928 | 413.0078 | 409.1457 | 439.787 | 409.1457 | 409.1457 | 439.787 | 409.1457 | 409.1457 | 391.1369 | 397.1995 | 397.1995 | 427.8408 | 397.1995 | 397.1995 | 427.8408 | 397.1995 | 397.1995 | 427.8408 | 371.8201 | 397.1995 | 427.8408 | 397.1995 | 397.1995 | 427.8408 | 397.1995 | 397.1995 | 427.8408 | 397.1995 | 371.8201 | 0 | 0
Cumulative post-tax FCF | m PLN |  | 0 | 0 | 0 | -1948.2073 | -4580.473 | -7944.527 | -10576.7927 | -12575 | -12101.935 | -11671.5415 | -11245.8064 | -10683.0128 | -10163.6671 | -9649.128 | -9098.828 | -8589.1062 | -8081.793 | -7599.1022 | -7105.2173 | -6613.5119 | -6089.8797 | -5602.5317 | -5135.28 | -4643.4902 | -4185.5914 | -3727.7016 | -3235.8397 | -2806.0711 | -2348.2045 | -1856.2698 | -1404.6899 | -954.9096 | -470.9658 | -21.2007 | 428.557 | 912.5498 | 1362.3075 | 1783.7093 | 2267.7021 | 2680.7099 | 3089.8556 | 3529.6426 | 3938.7884 | 4347.9341 | 4787.7212 | 5196.8669 | 5606.0126 | 5997.1495 | 6394.349 | 6791.5485 | 7219.3893 | 7616.5888 | 8013.7883 | 8441.629 | 8838.8285 | 9236.028 | 9663.8688 | 10035.6889 | 10432.8884 | 10860.7292 | 11257.9287 | 11655.1282 | 12082.969 | 12480.1685 | 12877.368 | 13305.2087 | 13702.4082 | 14074.2284 | 14074.2284 | 14074.2284
Discounted post-tax FCF | m PLN | -5904.5069 | 0 | 0 | 0 | -1948.2073 | -2460.0614 | -2938.2951 | -2148.7129 | -1524.4228 | 337.2888 | 286.7894 | 265.1264 | 327.551 | 282.4896 | 261.5656 | 261.4436 | 226.3226 | 210.5169 | 187.1958 | 179.0066 | 166.5577 | 165.7686 | 144.1887 | 129.199 | 127.0878 | 110.5886 | 103.3518 | 103.7567 | 84.7274 | 84.3615 | 84.7089 | 72.6729 | 67.648 | 68.0245 | 59.0843 | 55.2181 | 55.5339 | 48.2296 | 42.2326 | 45.3322 | 36.1528 | 33.4717 | 33.6247 | 29.2355 | 27.3229 | 27.4478 | 23.8649 | 22.3036 | 19.927 | 18.9121 | 17.6748 | 17.7928 | 15.4379 | 14.4279 | 14.5242 | 12.6019 | 11.7775 | 11.8561 | 9.6296 | 9.6139 | 9.6781 | 8.3972 | 7.8478 | 7.9002 | 6.8546 | 6.4062 | 6.4489 | 5.5954 | 4.8952 | 0 | 0
NPV post-tax @ WACC (m PLN) |  | -5904.5069
NPV pre-tax @ WACC (m PLN) |  | -5687.7416
IRR post-tax (real) |  | 2.808%
PV of generation (MWh) |  | 25005739.6961
PV of all costs (capex + opex + provisions) |  | 15738.8011
PV capex |  | 11019.6994
PV fixed O&M |  | 1845.2581
PV fuel |  | 776.6732
PV CO2 |  | 0
PV variable O&M + starts |  | 275.0631
PV decommissioning fund / provision |  | 650.1492
PV sustaining capex |  | 633.3074
PV property tax + licence + gas booking |  | 538.6506
PV of revenue |  | 10051.0595
LCOE (PLN/MWh) |  | 629.4075
Levelised revenue (PLN/MWh) |  | 401.9501
Average capacity factor |  | 88.97%
PV of CfD payments / capacity support (m PLN) |  | 0
Required premium PLN/MWh on all output (post-tax ≈; NPV=0) |  | 291.5137
9. Fiscal flows — local government and State (m PLN)
Property tax → host gmina (Stalowa Wola) | m PLN | 1368 | 0 | 0 | 0 | 0 | 0 | 0 | 0 | 0 | 22.8 | 22.8 | 22.8 | 22.8 | 22.8 | 22.8 | 22.8 | 22.8 | 22.8 | 22.8 | 22.8 | 22.8 | 22.8 | 22.8 | 22.8 | 22.8 | 22.8 | 22.8 | 22.8 | 22.8 | 22.8 | 22.8 | 22.8 | 22.8 | 22.8 | 22.8 | 22.8 | 22.8 | 22.8 | 22.8 | 22.8 | 22.8 | 22.8 | 22.8 | 22.8 | 22.8 | 22.8 | 22.8 | 22.8 | 22.8 | 22.8 | 22.8 | 22.8 | 22.8 | 22.8 | 22.8 | 22.8 | 22.8 | 22.8 | 22.8 | 22.8 | 22.8 | 22.8 | 22.8 | 22.8 | 22.8 | 22.8 | 22.8 | 22.8 | 22.8 | 0 | 0
Property tax → bordering gminas (art. 50) | m PLN | 1368 | 0 | 0 | 0 | 0 | 0 | 0 | 0 | 0 | 22.8 | 22.8 | 22.8 | 22.8 | 22.8 | 22.8 | 22.8 | 22.8 | 22.8 | 22.8 | 22.8 | 22.8 | 22.8 | 22.8 | 22.8 | 22.8 | 22.8 | 22.8 | 22.8 | 22.8 | 22.8 | 22.8 | 22.8 | 22.8 | 22.8 | 22.8 | 22.8 | 22.8 | 22.8 | 22.8 | 22.8 | 22.8 | 22.8 | 22.8 | 22.8 | 22.8 | 22.8 | 22.8 | 22.8 | 22.8 | 22.8 | 22.8 | 22.8 | 22.8 | 22.8 | 22.8 | 22.8 | 22.8 | 22.8 | 22.8 | 22.8 | 22.8 | 22.8 | 22.8 | 22.8 | 22.8 | 22.8 | 22.8 | 22.8 | 22.8 | 0 | 0
CIT-income share → gmina | m PLN | 278.0094 | 0 | 0 | 0 | 0 | 0 | 0 | 0 | 0 | 0 | 0 | 0 | 0 | 0 | 0 | 0 | 0 | 0 | 0 | 0.72534 | 0.70607 | 0.9883 | 0.66755 | 2.1573 | 3.0412 | 2.7416 | 2.7415 | 3.0418 | 2.4929 | 2.7413 | 3.0425 | 3.2693 | 3.4202 | 3.7222 | 3.42 | 3.42 | 3.7226 | 3.42 | 3.1693 | 3.7226 | 6.5147 | 6.8399 | 7.4452 | 6.8399 | 6.8399 | 7.4452 | 6.8399 | 6.8399 | 6.4842 | 7.8459 | 7.8459 | 8.4512 | 7.8459 | 7.8459 | 8.4512 | 7.8459 | 7.8459 | 8.4512 | 7.3446 | 7.8459 | 8.4512 | 7.8459 | 7.8459 | 8.4512 | 7.8459 | 7.8459 | 8.4512 | 7.8459 | 7.3446 | 0 | 0
CIT-income share → powiat | m PLN | 295.385 | 0 | 0 | 0 | 0 | 0 | 0 | 0 | 0 | 0 | 0 | 0 | 0 | 0 | 0 | 0 | 0 | 0 | 0 | 0.77067 | 0.7502 | 1.0501 | 0.70927 | 2.2921 | 3.2313 | 2.9129 | 2.9129 | 3.2319 | 2.6487 | 2.9126 | 3.2326 | 3.4737 | 3.6339 | 3.9548 | 3.6338 | 3.6337 | 3.9552 | 3.6337 | 3.3674 | 3.9552 | 6.9219 | 7.2674 | 7.9105 | 7.2674 | 7.2674 | 7.9105 | 7.2674 | 7.2674 | 6.8894 | 8.3363 | 8.3363 | 8.9794 | 8.3363 | 8.3363 | 8.9794 | 8.3363 | 8.3363 | 8.9794 | 7.8036 | 8.3363 | 8.9794 | 8.3363 | 8.3363 | 8.9794 | 8.3363 | 8.3363 | 8.9794 | 8.3363 | 7.8036 | 0 | 0
CIT-income share → województwo | m PLN | 399.6386 | 0 | 0 | 0 | 0 | 0 | 0 | 0 | 0 | 0 | 0 | 0 | 0 | 0 | 0 | 0 | 0 | 0 | 0 | 1.0427 | 1.015 | 1.4207 | 0.9596 | 3.1011 | 4.3717 | 3.941 | 3.9409 | 4.3726 | 3.5836 | 3.9406 | 4.3735 | 4.6997 | 4.9165 | 5.3506 | 4.9163 | 4.9162 | 5.3512 | 4.9162 | 4.5559 | 5.3512 | 9.3649 | 9.8324 | 10.7024 | 9.8324 | 9.8324 | 10.7024 | 9.8324 | 9.8324 | 9.321 | 11.2785 | 11.2785 | 12.1486 | 11.2785 | 11.2785 | 12.1486 | 11.2785 | 11.2785 | 12.1486 | 10.5579 | 11.2785 | 12.1486 | 11.2785 | 11.2785 | 12.1486 | 11.2785 | 11.2785 | 12.1486 | 11.2785 | 10.5579 | 0 | 0
Gross salary per FTE (PLN/yr) |  | 240703.8513
PIT income base per FTE (PLN/yr) |  | 207703.3533
PIT per FTE (PLN/yr) |  | 38865.073
Construction worker PIT income base (PLN/yr) |  | 93193.2
PIT-income share → gmina (staff + construction workers) | m PLN | 102.5952 | 0 | 0 | 0 | 1.0531 | 1.9142 | 2.4463 | 1.9142 | 1.0531 | 1.5702 | 1.5702 | 1.5702 | 1.5702 | 1.5702 | 1.5702 | 1.5702 | 1.5702 | 1.5702 | 1.5702 | 1.5702 | 1.5702 | 1.5702 | 1.5702 | 1.5702 | 1.5702 | 1.5702 | 1.5702 | 1.5702 | 1.5702 | 1.5702 | 1.5702 | 1.5702 | 1.5702 | 1.5702 | 1.5702 | 1.5702 | 1.5702 | 1.5702 | 1.5702 | 1.5702 | 1.5702 | 1.5702 | 1.5702 | 1.5702 | 1.5702 | 1.5702 | 1.5702 | 1.5702 | 1.5702 | 1.5702 | 1.5702 | 1.5702 | 1.5702 | 1.5702 | 1.5702 | 1.5702 | 1.5702 | 1.5702 | 1.5702 | 1.5702 | 1.5702 | 1.5702 | 1.5702 | 1.5702 | 1.5702 | 1.5702 | 1.5702 | 1.5702 | 1.5702 | 0 | 0
PIT-income share → powiat | m PLN | 29.3129 | 0 | 0 | 0 | 0.30089 | 0.54691 | 0.69895 | 0.54691 | 0.30089 | 0.44864 | 0.44864 | 0.44864 | 0.44864 | 0.44864 | 0.44864 | 0.44864 | 0.44864 | 0.44864 | 0.44864 | 0.44864 | 0.44864 | 0.44864 | 0.44864 | 0.44864 | 0.44864 | 0.44864 | 0.44864 | 0.44864 | 0.44864 | 0.44864 | 0.44864 | 0.44864 | 0.44864 | 0.44864 | 0.44864 | 0.44864 | 0.44864 | 0.44864 | 0.44864 | 0.44864 | 0.44864 | 0.44864 | 0.44864 | 0.44864 | 0.44864 | 0.44864 | 0.44864 | 0.44864 | 0.44864 | 0.44864 | 0.44864 | 0.44864 | 0.44864 | 0.44864 | 0.44864 | 0.44864 | 0.44864 | 0.44864 | 0.44864 | 0.44864 | 0.44864 | 0.44864 | 0.44864 | 0.44864 | 0.44864 | 0.44864 | 0.44864 | 0.44864 | 0.44864 | 0 | 0
PIT-income share → województwo | m PLN | 4.7107 | 0 | 0 | 0 | 0 | 0 | 0 | 0 | 0 | 0.078512 | 0.078512 | 0.078512 | 0.078512 | 0.078512 | 0.078512 | 0.078512 | 0.078512 | 0.078512 | 0.078512 | 0.078512 | 0.078512 | 0.078512 | 0.078512 | 0.078512 | 0.078512 | 0.078512 | 0.078512 | 0.078512 | 0.078512 | 0.078512 | 0.078512 | 0.078512 | 0.078512 | 0.078512 | 0.078512 | 0.078512 | 0.078512 | 0.078512 | 0.078512 | 0.078512 | 0.078512 | 0.078512 | 0.078512 | 0.078512 | 0.078512 | 0.078512 | 0.078512 | 0.078512 | 0.078512 | 0.078512 | 0.078512 | 0.078512 | 0.078512 | 0.078512 | 0.078512 | 0.078512 | 0.078512 | 0.078512 | 0.078512 | 0.078512 | 0.078512 | 0.078512 | 0.078512 | 0.078512 | 0.078512 | 0.078512 | 0.078512 | 0.078512 | 0.078512 | 0 | 0
Total local-government revenue | m PLN | 3845.6518 | 0 | 0 | 0 | 1.354 | 2.4611 | 3.1453 | 2.4611 | 1.354 | 47.6974 | 47.6974 | 47.6974 | 47.6974 | 47.6974 | 47.6974 | 47.6974 | 47.6974 | 47.6974 | 47.6974 | 50.2361 | 50.1686 | 51.1564 | 50.0338 | 55.248 | 58.3415 | 57.293 | 57.2927 | 58.3438 | 56.4226 | 57.292 | 58.346 | 59.14 | 59.6679 | 60.7249 | 59.6675 | 59.6672 | 60.7264 | 59.6672 | 58.7899 | 60.7264 | 70.4988 | 71.6371 | 73.7555 | 71.6371 | 71.6371 | 73.7555 | 71.6371 | 71.6371 | 70.392 | 75.1581 | 75.1581 | 77.2765 | 75.1581 | 75.1581 | 77.2765 | 75.1581 | 75.1581 | 77.2765 | 73.4035 | 75.1581 | 77.2765 | 75.1581 | 75.1581 | 77.2765 | 75.1581 | 75.1581 | 77.2765 | 75.1581 | 73.4035 | 0 | 0
PIT paid by staff (State + JST, memo) | m PLN | 419.7428 | 0 | 0 | 0 | 0 | 0 | 0 | 0 | 0 | 6.9957 | 6.9957 | 6.9957 | 6.9957 | 6.9957 | 6.9957 | 6.9957 | 6.9957 | 6.9957 | 6.9957 | 6.9957 | 6.9957 | 6.9957 | 6.9957 | 6.9957 | 6.9957 | 6.9957 | 6.9957 | 6.9957 | 6.9957 | 6.9957 | 6.9957 | 6.9957 | 6.9957 | 6.9957 | 6.9957 | 6.9957 | 6.9957 | 6.9957 | 6.9957 | 6.9957 | 6.9957 | 6.9957 | 6.9957 | 6.9957 | 6.9957 | 6.9957 | 6.9957 | 6.9957 | 6.9957 | 6.9957 | 6.9957 | 6.9957 | 6.9957 | 6.9957 | 6.9957 | 6.9957 | 6.9957 | 6.9957 | 6.9957 | 6.9957 | 6.9957 | 6.9957 | 6.9957 | 6.9957 | 6.9957 | 6.9957 | 6.9957 | 6.9957 | 6.9957 | 0 | 0
Local revenue per operating year, average (m PLN) |  | 63.9146
CIT paid over life (m PLN) |  | 3301.3622
EUA cost over life (m PLN) |  | 0
Fund contributions over life (m PLN) |  | 3647.4546
CfD payments over life (m PLN) |  | 0
Property tax host gmina over life (m PLN) |  | 1368
Property tax neighbours over life (m PLN) |  | 1368
CIT-income shares over life (m PLN) |  | 973.0331
PIT-income shares over life (m PLN) |  | 136.6188

## Model_CCGT
CCGT 1+1 ~300 MW · merchant dynamic
Annual model, real PLN m (2026). Column D = totals / KPIs. Timeline columns G→. Dispatch quantities come from the Twin sheet (hourly digital twin).
Year |  |  | 2027 | 2028 | 2029 | 2030 | 2031 | 2032 | 2033 | 2034 | 2035 | 2036 | 2037 | 2038 | 2039 | 2040 | 2041 | 2042 | 2043 | 2044 | 2045 | 2046 | 2047 | 2048 | 2049 | 2050 | 2051 | 2052 | 2053 | 2054 | 2055 | 2056 | 2057 | 2058 | 2059 | 2060 | 2061 | 2062 | 2063 | 2064 | 2065 | 2066 | 2067 | 2068 | 2069 | 2070 | 2071 | 2072 | 2073 | 2074 | 2075 | 2076 | 2077 | 2078 | 2079 | 2080 | 2081 | 2082 | 2083 | 2084 | 2085 | 2086 | 2087 | 2088 | 2089 | 2090 | 2091 | 2092 | 2093 | 2094 | 2095 | 2096
1. Parameters (links to Input, selected case)
Net capacity, MW |  | 300
Overnight capex, PLN/kW |  | 6200
Construction years |  | 4
COD year |  | 2031
Life years |  | 30
FID year (COD − construction) |  | 2027
Real post-tax WACC |  | 7%
Fixed O&M, PLN/kW-yr |  | 100
Variable O&M, PLN/MWh |  | 16
EUR/PLN |  | 4.3633
CIT rate |  | 19%
Licence fee share of revenue |  | 0.5%
Staff FTE |  | 60
Loaded cost per FTE, k PLN |  | 200
Budowle share of capex |  | 15%
Property tax rate |  | 2%
Host-gmina share of property tax |  | 100%
Overnight cost, m PLN |  | 1860
Net efficiency full load |  | 57%
CO2 factor, t/MWh_th |  | 0.2006
Gas exit-capacity booking, PLN/kW-yr |  | 58
Grid connection, PLN/kW |  | 350
Demolition provision share |  | 5%
Capacity-market de-rating |  | 0.9315
Balancing revenue, PLN/kW-yr |  | 15
Peak construction workforce |  | 300
Capacity-market price, PLN/kW-yr |  | 0
Capacity contract years |  | 17
2. Timing
Construction flag | 0/1 |  | 1 | 1 | 1 | 1 | 0 | 0 | 0 | 0 | 0 | 0 | 0 | 0 | 0 | 0 | 0 | 0 | 0 | 0 | 0 | 0 | 0 | 0 | 0 | 0 | 0 | 0 | 0 | 0 | 0 | 0 | 0 | 0 | 0 | 0 | 0 | 0 | 0 | 0 | 0 | 0 | 0 | 0 | 0 | 0 | 0 | 0 | 0 | 0 | 0 | 0 | 0 | 0 | 0 | 0 | 0 | 0 | 0 | 0 | 0 | 0 | 0 | 0 | 0 | 0 | 0 | 0 | 0 | 0 | 0 | 0
Operating flag | 0/1 |  | 0 | 0 | 0 | 0 | 1 | 1 | 1 | 1 | 1 | 1 | 1 | 1 | 1 | 1 | 1 | 1 | 1 | 1 | 1 | 1 | 1 | 1 | 1 | 1 | 1 | 1 | 1 | 1 | 1 | 1 | 1 | 1 | 1 | 1 | 0 | 0 | 0 | 0 | 0 | 0 | 0 | 0 | 0 | 0 | 0 | 0 | 0 | 0 | 0 | 0 | 0 | 0 | 0 | 0 | 0 | 0 | 0 | 0 | 0 | 0 | 0 | 0 | 0 | 0 | 0 | 0 | 0 | 0 | 0 | 0
Operating year k | # |  | 0 | 0 | 0 | 0 | 1 | 2 | 3 | 4 | 5 | 6 | 7 | 8 | 9 | 10 | 11 | 12 | 13 | 14 | 15 | 16 | 17 | 18 | 19 | 20 | 21 | 22 | 23 | 24 | 25 | 26 | 27 | 28 | 29 | 30 | 0 | 0 | 0 | 0 | 0 | 0 | 0 | 0 | 0 | 0 | 0 | 0 | 0 | 0 | 0 | 0 | 0 | 0 | 0 | 0 | 0 | 0 | 0 | 0 | 0 | 0 | 0 | 0 | 0 | 0 | 0 | 0 | 0 | 0 | 0 | 0
Discount period (years from FID) | # |  | 0 | 1 | 2 | 3 | 4 | 5 | 6 | 7 | 8 | 9 | 10 | 11 | 12 | 13 | 14 | 15 | 16 | 17 | 18 | 19 | 20 | 21 | 22 | 23 | 24 | 25 | 26 | 27 | 28 | 29 | 30 | 31 | 32 | 33 | 34 | 35 | 36 | 37 | 38 | 39 | 40 | 41 | 42 | 43 | 44 | 45 | 46 | 47 | 48 | 49 | 50 | 51 | 52 | 53 | 54 | 55 | 56 | 57 | 58 | 59 | 60 | 61 | 62 | 63 | 64 | 65 | 66 | 67 | 68 | 69
Discount factor | # |  | 1 | 0.93458 | 0.87344 | 0.8163 | 0.7629 | 0.71299 | 0.66634 | 0.62275 | 0.58201 | 0.54393 | 0.50835 | 0.47509 | 0.44401 | 0.41496 | 0.38782 | 0.36245 | 0.33873 | 0.31657 | 0.29586 | 0.27651 | 0.25842 | 0.24151 | 0.22571 | 0.21095 | 0.19715 | 0.18425 | 0.1722 | 0.16093 | 0.1504 | 0.14056 | 0.13137 | 0.12277 | 0.11474 | 0.10723 | 0.10022 | 0.093663 | 0.087535 | 0.081809 | 0.076457 | 0.071455 | 0.06678 | 0.062412 | 0.058329 | 0.054513 | 0.050946 | 0.047613 | 0.044499 | 0.041587 | 0.038867 | 0.036324 | 0.033948 | 0.031727 | 0.029651 | 0.027711 | 0.025899 | 0.024204 | 0.022621 | 0.021141 | 0.019758 | 0.018465 | 0.017257 | 0.016128 | 0.015073 | 0.014087 | 0.013166 | 0.012304 | 0.011499 | 0.010747 | 0.010044 | 0.0093868
Capex spend share (S-curve, normalised) | % |  | 30% | 45% | 12.5% | 12.5% | 0% | 0% | 0% | 0% | 0% | 0% | 0% | 0% | 0% | 0% | 0% | 0% | 0% | 0% | 0% | 0% | 0% | 0% | 0% | 0% | 0% | 0% | 0% | 0% | 0% | 0% | 0% | 0% | 0% | 0% | 0% | 0% | 0% | 0% | 0% | 0% | 0% | 0% | 0% | 0% | 0% | 0% | 0% | 0% | 0% | 0% | 0% | 0% | 0% | 0% | 0% | 0% | 0% | 0% | 0% | 0% | 0% | 0% | 0% | 0% | 0% | 0% | 0% | 0% | 0% | 0%
Capex spend share normalised | % |  | 30% | 45% | 12.5% | 12.5% | 0% | 0% | 0% | 0% | 0% | 0% | 0% | 0% | 0% | 0% | 0% | 0% | 0% | 0% | 0% | 0% | 0% | 0% | 0% | 0% | 0% | 0% | 0% | 0% | 0% | 0% | 0% | 0% | 0% | 0% | 0% | 0% | 0% | 0% | 0% | 0% | 0% | 0% | 0% | 0% | 0% | 0% | 0% | 0% | 0% | 0% | 0% | 0% | 0% | 0% | 0% | 0% | 0% | 0% | 0% | 0% | 0% | 0% | 0% | 0% | 0% | 0% | 0% | 0% | 0% | 0%
3. Investment (m PLN)
Overnight capex spend | m PLN | 1860 | 558 | 837 | 232.5 | 232.5 | 0 | 0 | 0 | 0 | 0 | 0 | 0 | 0 | 0 | 0 | 0 | 0 | 0 | 0 | 0 | 0 | 0 | 0 | 0 | 0 | 0 | 0 | 0 | 0 | 0 | 0 | 0 | 0 | 0 | 0 | 0 | 0 | 0 | 0 | 0 | 0 | 0 | 0 | 0 | 0 | 0 | 0 | 0 | 0 | 0 | 0 | 0 | 0 | 0 | 0 | 0 | 0 | 0 | 0 | 0 | 0 | 0 | 0 | 0 | 0 | 0 | 0 | 0 | 0 | 0 | 0
Other capex (grid connection, spread) | m PLN | 105 | 31.5 | 47.25 | 13.125 | 13.125 | 0 | 0 | 0 | 0 | 0 | 0 | 0 | 0 | 0 | 0 | 0 | 0 | 0 | 0 | 0 | 0 | 0 | 0 | 0 | 0 | 0 | 0 | 0 | 0 | 0 | 0 | 0 | 0 | 0 | 0 | 0 | 0 | 0 | 0 | 0 | 0 | 0 | 0 | 0 | 0 | 0 | 0 | 0 | 0 | 0 | 0 | 0 | 0 | 0 | 0 | 0 | 0 | 0 | 0 | 0 | 0 | 0 | 0 | 0 | 0 | 0 | 0 | 0 | 0 | 0 | 0
Total capex | m PLN | 1965 | 589.5 | 884.25 | 245.625 | 245.625 | 0 | 0 | 0 | 0 | 0 | 0 | 0 | 0 | 0 | 0 | 0 | 0 | 0 | 0 | 0 | 0 | 0 | 0 | 0 | 0 | 0 | 0 | 0 | 0 | 0 | 0 | 0 | 0 | 0 | 0 | 0 | 0 | 0 | 0 | 0 | 0 | 0 | 0 | 0 | 0 | 0 | 0 | 0 | 0 | 0 | 0 | 0 | 0 | 0 | 0 | 0 | 0 | 0 | 0 | 0 | 0 | 0 | 0 | 0 | 0 | 0 | 0 | 0 | 0 | 0 | 0
4. Market inputs (selected case, from Input)
Annual mean day-ahead price | PLN/MWh |  | 496 | 445 | 420 | 410 | 408 | 406 | 404 | 402 | 400 | 398 | 396 | 394 | 392 | 390 | 389 | 388 | 387 | 386 | 385 | 384 | 383 | 382 | 381 | 380 | 380 | 380 | 380 | 380 | 380 | 380 | 380 | 380 | 380 | 380 | 380 | 380 | 380 | 380 | 380 | 380 | 380 | 380 | 380 | 380 | 380 | 380 | 380 | 380 | 380 | 380 | 380 | 380 | 380 | 380 | 380 | 380 | 380 | 380 | 380 | 380 | 380 | 380 | 380 | 380 | 380 | 380 | 380 | 380 | 380 | 380
Gas price (PL virtual point) | PLN/MWh_th |  | 214 | 165 | 145 | 135 | 135 | 135 | 135 | 135 | 135 | 135 | 135 | 135 | 135 | 135 | 135 | 135 | 135 | 135 | 135 | 135 | 135 | 135 | 135 | 135 | 135 | 135 | 135 | 135 | 135 | 135 | 135 | 135 | 135 | 135 | 135 | 135 | 135 | 135 | 135 | 135 | 135 | 135 | 135 | 135 | 135 | 135 | 135 | 135 | 135 | 135 | 135 | 135 | 135 | 135 | 135 | 135 | 135 | 135 | 135 | 135 | 135 | 135 | 135 | 135 | 135 | 135 | 135 | 135 | 135 | 135
EUA price | PLN/t |  | 392.697 | 429.0578 | 465.4187 | 501.7795 | 523.596 | 545.4125 | 567.229 | 589.0455 | 610.862 | 619.5886 | 628.3152 | 637.0418 | 645.7684 | 654.495 | 654.495 | 654.495 | 654.495 | 654.495 | 654.495 | 654.495 | 654.495 | 654.495 | 654.495 | 654.495 | 654.495 | 654.495 | 654.495 | 654.495 | 654.495 | 654.495 | 654.495 | 654.495 | 654.495 | 654.495 | 654.495 | 654.495 | 654.495 | 654.495 | 654.495 | 654.495 | 654.495 | 654.495 | 654.495 | 654.495 | 654.495 | 654.495 | 654.495 | 654.495 | 654.495 | 654.495 | 654.495 | 654.495 | 654.495 | 654.495 | 654.495 | 654.495 | 654.495 | 654.495 | 654.495 | 654.495 | 654.495 | 654.495 | 654.495 | 654.495 | 654.495 | 654.495 | 654.495 | 654.495 | 654.495 | 654.495
5. Dispatch (from hourly twin) and revenue
Capacity factor (twin) | % |  | 0% | 0% | 0% | 0% | 32.75% | 30.92% | 28.14% | 25.15% | 21.71% | 20.25% | 19.16% | 17.81% | 16.74% | 15.49% | 15.24% | 15.15% | 15% | 14.8% | 14.41% | 14.36% | 14.29% | 14.13% | 14.07% | 13.96% | 13.95% | 13.96% | 13.97% | 14.07% | 14.1% | 14.11% | 14.3% | 14.57% | 14.59% | 14.64% | 0% | 0% | 0% | 0% | 0% | 0% | 0% | 0% | 0% | 0% | 0% | 0% | 0% | 0% | 0% | 0% | 0% | 0% | 0% | 0% | 0% | 0% | 0% | 0% | 0% | 0% | 0% | 0% | 0% | 0% | 0% | 0% | 0% | 0% | 0% | 0%
Net generation | MWh | 13554154.5 | 0 | 0 | 0 | 0 | 860638.5 | 812631 | 739482 | 661060.5 | 570429 | 532078.5 | 503496 | 467976 | 439948.5 | 407037 | 400488 | 398268 | 394105.5 | 388944 | 378732 | 377344.5 | 375568.5 | 371239.5 | 369685.5 | 366799.5 | 366522 | 366910.5 | 367021.5 | 369630 | 370462.5 | 370740 | 375735 | 382950 | 383505 | 384726 | 0 | 0 | 0 | 0 | 0 | 0 | 0 | 0 | 0 | 0 | 0 | 0 | 0 | 0 | 0 | 0 | 0 | 0 | 0 | 0 | 0 | 0 | 0 | 0 | 0 | 0 | 0 | 0 | 0 | 0 | 0 | 0 | 0 | 0 | 0 | 0
Capture price = mean × capture ratio (twin) | PLN/MWh |  | 0 | 0 | 0 | 0 | 576.8132 | 581.8323 | 592.6528 | 605.994 | 622.6466 | 629.8067 | 635.1045 | 643.6364 | 651.3613 | 660.2141 | 660.595 | 660.0803 | 660.3809 | 660.997 | 663.5025 | 662.6297 | 661.521 | 661.375 | 660.6052 | 660.5501 | 660.9286 | 661.0288 | 661.254 | 660.7563 | 660.6046 | 660.6971 | 658.4485 | 655.61 | 655.6442 | 655.6439 | 0 | 0 | 0 | 0 | 0 | 0 | 0 | 0 | 0 | 0 | 0 | 0 | 0 | 0 | 0 | 0 | 0 | 0 | 0 | 0 | 0 | 0 | 0 | 0 | 0 | 0 | 0 | 0 | 0 | 0 | 0 | 0 | 0 | 0 | 0 | 0
Market revenue | m PLN | 8664.8085 | 0 | 0 | 0 | 0 | 496.4276 | 472.815 | 438.2561 | 400.5987 | 355.1757 | 335.1066 | 319.7726 | 301.2064 | 286.5654 | 268.7316 | 264.5604 | 262.8889 | 260.2598 | 257.0908 | 251.2896 | 250.0397 | 248.4464 | 245.5285 | 244.2161 | 242.2895 | 242.2449 | 242.5384 | 242.6944 | 244.2354 | 244.7292 | 244.9468 | 247.4021 | 251.0658 | 251.4428 | 252.2432 | 0 | 0 | 0 | 0 | 0 | 0 | 0 | 0 | 0 | 0 | 0 | 0 | 0 | 0 | 0 | 0 | 0 | 0 | 0 | 0 | 0 | 0 | 0 | 0 | 0 | 0 | 0 | 0 | 0 | 0 | 0 | 0 | 0 | 0 | 0 | 0
CfD difference payment | m PLN | 0 | 0 | 0 | 0 | 0 | 0 | 0 | 0 | 0 | 0 | 0 | 0 | 0 | 0 | 0 | 0 | 0 | 0 | 0 | 0 | 0 | 0 | 0 | 0 | 0 | 0 | 0 | 0 | 0 | 0 | 0 | 0 | 0 | 0 | 0 | 0 | 0 | 0 | 0 | 0 | 0 | 0 | 0 | 0 | 0 | 0 | 0 | 0 | 0 | 0 | 0 | 0 | 0 | 0 | 0 | 0 | 0 | 0 | 0 | 0 | 0 | 0 | 0 | 0 | 0 | 0 | 0 | 0 | 0 | 0 | 0
Capacity-market revenue | m PLN | 0 | 0 | 0 | 0 | 0 | 0 | 0 | 0 | 0 | 0 | 0 | 0 | 0 | 0 | 0 | 0 | 0 | 0 | 0 | 0 | 0 | 0 | 0 | 0 | 0 | 0 | 0 | 0 | 0 | 0 | 0 | 0 | 0 | 0 | 0 | 0 | 0 | 0 | 0 | 0 | 0 | 0 | 0 | 0 | 0 | 0 | 0 | 0 | 0 | 0 | 0 | 0 | 0 | 0 | 0 | 0 | 0 | 0 | 0 | 0 | 0 | 0 | 0 | 0 | 0 | 0 | 0 | 0 | 0 | 0 | 0
Balancing-services revenue | m PLN | 135 | 0 | 0 | 0 | 0 | 4.5 | 4.5 | 4.5 | 4.5 | 4.5 | 4.5 | 4.5 | 4.5 | 4.5 | 4.5 | 4.5 | 4.5 | 4.5 | 4.5 | 4.5 | 4.5 | 4.5 | 4.5 | 4.5 | 4.5 | 4.5 | 4.5 | 4.5 | 4.5 | 4.5 | 4.5 | 4.5 | 4.5 | 4.5 | 4.5 | 0 | 0 | 0 | 0 | 0 | 0 | 0 | 0 | 0 | 0 | 0 | 0 | 0 | 0 | 0 | 0 | 0 | 0 | 0 | 0 | 0 | 0 | 0 | 0 | 0 | 0 | 0 | 0 | 0 | 0 | 0 | 0 | 0 | 0 | 0 | 0
Total revenue | m PLN | 8799.8085 | 0 | 0 | 0 | 0 | 500.9276 | 477.315 | 442.7561 | 405.0987 | 359.6757 | 339.6066 | 324.2726 | 305.7064 | 291.0654 | 273.2316 | 269.0604 | 267.3889 | 264.7598 | 261.5908 | 255.7896 | 254.5397 | 252.9464 | 250.0285 | 248.7161 | 246.7895 | 246.7449 | 247.0384 | 247.1944 | 248.7354 | 249.2292 | 249.4468 | 251.9021 | 255.5658 | 255.9428 | 256.7432 | 0 | 0 | 0 | 0 | 0 | 0 | 0 | 0 | 0 | 0 | 0 | 0 | 0 | 0 | 0 | 0 | 0 | 0 | 0 | 0 | 0 | 0 | 0 | 0 | 0 | 0 | 0 | 0 | 0 | 0 | 0 | 0 | 0 | 0 | 0 | 0
6. Operating costs (m PLN)
Heat input (twin heat rate incl. no-load & start fuel) | MWh_th | 23752276.0329 | 0 | 0 | 0 | 0 | 1495816.5698 | 1412044.462 | 1288055.0152 | 1153733.5959 | 995978.405 | 931152.5727 | 881895.9418 | 820034.2628 | 772132.0171 | 714936.7189 | 703119.5551 | 699177.862 | 692511.0475 | 683608.6605 | 666268.844 | 663743.2406 | 660355.0714 | 652562.3277 | 649757.3994 | 644907.6569 | 644455.0921 | 645236.7477 | 645502.447 | 649958.0202 | 651432.5055 | 651870.4714 | 660221.0214 | 672557.0612 | 673608.1794 | 675643.2609 | 0 | 0 | 0 | 0 | 0 | 0 | 0 | 0 | 0 | 0 | 0 | 0 | 0 | 0 | 0 | 0 | 0 | 0 | 0 | 0 | 0 | 0 | 0 | 0 | 0 | 0 | 0 | 0 | 0 | 0 | 0 | 0 | 0 | 0 | 0 | 0
Gas cost | m PLN | 3206.5573 | 0 | 0 | 0 | 0 | 201.9352 | 190.626 | 173.8874 | 155.754 | 134.4571 | 125.7056 | 119.056 | 110.7046 | 104.2378 | 96.5165 | 94.9211 | 94.389 | 93.489 | 92.2872 | 89.9463 | 89.6053 | 89.1479 | 88.0959 | 87.7172 | 87.0625 | 87.0014 | 87.107 | 87.1428 | 87.7443 | 87.9434 | 88.0025 | 89.1298 | 90.7952 | 90.9371 | 91.2118 | 0 | 0 | 0 | 0 | 0 | 0 | 0 | 0 | 0 | 0 | 0 | 0 | 0 | 0 | 0 | 0 | 0 | 0 | 0 | 0 | 0 | 0 | 0 | 0 | 0 | 0 | 0 | 0 | 0 | 0 | 0 | 0 | 0 | 0 | 0 | 0
CO2 emissions | t | 4764706.5722 | 0 | 0 | 0 | 0 | 300060.8039 | 283256.1191 | 258383.8361 | 231438.9593 | 199793.268 | 186789.2061 | 176908.3259 | 164498.8731 | 154889.6826 | 143416.3058 | 141045.7828 | 140255.0791 | 138917.7161 | 137131.8973 | 133653.5301 | 133146.8941 | 132467.2273 | 130904.0029 | 130341.3343 | 129368.476 | 129277.6915 | 129434.4916 | 129487.7909 | 130381.5789 | 130677.3606 | 130765.2166 | 132440.3369 | 134914.9465 | 135125.8008 | 135534.0381 | 0 | 0 | 0 | 0 | 0 | 0 | 0 | 0 | 0 | 0 | 0 | 0 | 0 | 0 | 0 | 0 | 0 | 0 | 0 | 0 | 0 | 0 | 0 | 0 | 0 | 0 | 0 | 0 | 0 | 0 | 0 | 0 | 0 | 0 | 0 | 0
CO2 cost (EUA) | m PLN | 2986.5132 | 0 | 0 | 0 | 0 | 157.1106 | 154.4914 | 146.5628 | 136.3281 | 122.0461 | 115.7325 | 111.1542 | 104.7927 | 100.0229 | 93.8653 | 92.3138 | 91.7962 | 90.921 | 89.7521 | 87.4756 | 87.144 | 86.6991 | 85.676 | 85.3078 | 84.671 | 84.6116 | 84.7142 | 84.7491 | 85.3341 | 85.5277 | 85.5852 | 86.6815 | 88.3012 | 88.4392 | 88.7064 | 0 | 0 | 0 | 0 | 0 | 0 | 0 | 0 | 0 | 0 | 0 | 0 | 0 | 0 | 0 | 0 | 0 | 0 | 0 | 0 | 0 | 0 | 0 | 0 | 0 | 0 | 0 | 0 | 0 | 0 | 0 | 0 | 0 | 0 | 0 | 0
Variable O&M | m PLN | 216.8665 | 0 | 0 | 0 | 0 | 13.7702 | 13.0021 | 11.8317 | 10.577 | 9.1269 | 8.5133 | 8.0559 | 7.4876 | 7.0392 | 6.5126 | 6.4078 | 6.3723 | 6.3057 | 6.2231 | 6.0597 | 6.0375 | 6.0091 | 5.9398 | 5.915 | 5.8688 | 5.8644 | 5.8706 | 5.8723 | 5.9141 | 5.9274 | 5.9318 | 6.0118 | 6.1272 | 6.1361 | 6.1556 | 0 | 0 | 0 | 0 | 0 | 0 | 0 | 0 | 0 | 0 | 0 | 0 | 0 | 0 | 0 | 0 | 0 | 0 | 0 | 0 | 0 | 0 | 0 | 0 | 0 | 0 | 0 | 0 | 0 | 0 | 0 | 0 | 0 | 0 | 0 | 0
Start-up costs (wear; twin) | m PLN | 608.5602 | 0 | 0 | 0 | 0 | 23.6561 | 23.4648 | 23.4797 | 23.4452 | 22.0037 | 21.2143 | 20.9083 | 20.8032 | 20.8435 | 20.1789 | 19.9853 | 19.9853 | 19.8696 | 19.778 | 19.39 | 19.39 | 19.317 | 19.1059 | 19.1599 | 19.1599 | 19.1599 | 19.1329 | 19.1329 | 19.3423 | 19.3423 | 19.3153 | 19.3801 | 19.4991 | 19.4991 | 19.6178 | 0 | 0 | 0 | 0 | 0 | 0 | 0 | 0 | 0 | 0 | 0 | 0 | 0 | 0 | 0 | 0 | 0 | 0 | 0 | 0 | 0 | 0 | 0 | 0 | 0 | 0 | 0 | 0 | 0 | 0 | 0 | 0 | 0 | 0 | 0 | 0
Decommissioning fund | m PLN | 0 | 0 | 0 | 0 | 0 | 0 | 0 | 0 | 0 | 0 | 0 | 0 | 0 | 0 | 0 | 0 | 0 | 0 | 0 | 0 | 0 | 0 | 0 | 0 | 0 | 0 | 0 | 0 | 0 | 0 | 0 | 0 | 0 | 0 | 0 | 0 | 0 | 0 | 0 | 0 | 0 | 0 | 0 | 0 | 0 | 0 | 0 | 0 | 0 | 0 | 0 | 0 | 0 | 0 | 0 | 0 | 0 | 0 | 0 | 0 | 0 | 0 | 0 | 0 | 0 | 0 | 0 | 0 | 0 | 0 | 0
Fixed O&M incl. LTSA | m PLN | 900 | 0 | 0 | 0 | 0 | 30 | 30 | 30 | 30 | 30 | 30 | 30 | 30 | 30 | 30 | 30 | 30 | 30 | 30 | 30 | 30 | 30 | 30 | 30 | 30 | 30 | 30 | 30 | 30 | 30 | 30 | 30 | 30 | 30 | 30 | 0 | 0 | 0 | 0 | 0 | 0 | 0 | 0 | 0 | 0 | 0 | 0 | 0 | 0 | 0 | 0 | 0 | 0 | 0 | 0 | 0 | 0 | 0 | 0 | 0 | 0 | 0 | 0 | 0 | 0 | 0 | 0 | 0 | 0 | 0 | 0
memo: staff cost inside fixed O&M | m PLN | 360 | 0 | 0 | 0 | 0 | 12 | 12 | 12 | 12 | 12 | 12 | 12 | 12 | 12 | 12 | 12 | 12 | 12 | 12 | 12 | 12 | 12 | 12 | 12 | 12 | 12 | 12 | 12 | 12 | 12 | 12 | 12 | 12 | 12 | 12 | 0 | 0 | 0 | 0 | 0 | 0 | 0 | 0 | 0 | 0 | 0 | 0 | 0 | 0 | 0 | 0 | 0 | 0 | 0 | 0 | 0 | 0 | 0 | 0 | 0 | 0 | 0 | 0 | 0 | 0 | 0 | 0 | 0 | 0 | 0 | 0
Sustaining capex | m PLN | 0 | 0 | 0 | 0 | 0 | 0 | 0 | 0 | 0 | 0 | 0 | 0 | 0 | 0 | 0 | 0 | 0 | 0 | 0 | 0 | 0 | 0 | 0 | 0 | 0 | 0 | 0 | 0 | 0 | 0 | 0 | 0 | 0 | 0 | 0 | 0 | 0 | 0 | 0 | 0 | 0 | 0 | 0 | 0 | 0 | 0 | 0 | 0 | 0 | 0 | 0 | 0 | 0 | 0 | 0 | 0 | 0 | 0 | 0 | 0 | 0 | 0 | 0 | 0 | 0 | 0 | 0 | 0 | 0 | 0 | 0
Gas exit-capacity booking (Gaz-System) | m PLN | 522 | 0 | 0 | 0 | 0 | 17.4 | 17.4 | 17.4 | 17.4 | 17.4 | 17.4 | 17.4 | 17.4 | 17.4 | 17.4 | 17.4 | 17.4 | 17.4 | 17.4 | 17.4 | 17.4 | 17.4 | 17.4 | 17.4 | 17.4 | 17.4 | 17.4 | 17.4 | 17.4 | 17.4 | 17.4 | 17.4 | 17.4 | 17.4 | 17.4 | 0 | 0 | 0 | 0 | 0 | 0 | 0 | 0 | 0 | 0 | 0 | 0 | 0 | 0 | 0 | 0 | 0 | 0 | 0 | 0 | 0 | 0 | 0 | 0 | 0 | 0 | 0 | 0 | 0 | 0 | 0 | 0 | 0 | 0 | 0 | 0
Property tax (2 % of budowle value) | m PLN | 167.4 | 0 | 0 | 0 | 0 | 5.58 | 5.58 | 5.58 | 5.58 | 5.58 | 5.58 | 5.58 | 5.58 | 5.58 | 5.58 | 5.58 | 5.58 | 5.58 | 5.58 | 5.58 | 5.58 | 5.58 | 5.58 | 5.58 | 5.58 | 5.58 | 5.58 | 5.58 | 5.58 | 5.58 | 5.58 | 5.58 | 5.58 | 5.58 | 5.58 | 0 | 0 | 0 | 0 | 0 | 0 | 0 | 0 | 0 | 0 | 0 | 0 | 0 | 0 | 0 | 0 | 0 | 0 | 0 | 0 | 0 | 0 | 0 | 0 | 0 | 0 | 0 | 0 | 0 | 0 | 0 | 0 | 0 | 0 | 0 | 0
URE licence fee | m PLN | 43.999 | 0 | 0 | 0 | 0 | 2.5046 | 2.3866 | 2.2138 | 2.0255 | 1.7984 | 1.698 | 1.6214 | 1.5285 | 1.4553 | 1.3662 | 1.3453 | 1.3369 | 1.3238 | 1.308 | 1.2789 | 1.2727 | 1.2647 | 1.2501 | 1.2436 | 1.2339 | 1.2337 | 1.2352 | 1.236 | 1.2437 | 1.2461 | 1.2472 | 1.2595 | 1.2778 | 1.2797 | 1.2837 | 0 | 0 | 0 | 0 | 0 | 0 | 0 | 0 | 0 | 0 | 0 | 0 | 0 | 0 | 0 | 0 | 0 | 0 | 0 | 0 | 0 | 0 | 0 | 0 | 0 | 0 | 0 | 0 | 0 | 0 | 0 | 0 | 0 | 0 | 0 | 0
Total opex | m PLN | 8651.8961 | 0 | 0 | 0 | 0 | 451.9568 | 436.9509 | 410.9554 | 381.1097 | 342.4121 | 325.8436 | 313.7757 | 298.2966 | 286.5787 | 271.4193 | 267.9534 | 266.8598 | 264.889 | 262.3283 | 257.1305 | 256.4295 | 255.4179 | 253.0478 | 252.3235 | 250.9762 | 250.851 | 251.0399 | 251.1132 | 252.5584 | 252.9669 | 253.062 | 255.4428 | 258.9805 | 259.2712 | 259.9553 | 0 | 0 | 0 | 0 | 0 | 0 | 0 | 0 | 0 | 0 | 0 | 0 | 0 | 0 | 0 | 0 | 0 | 0 | 0 | 0 | 0 | 0 | 0 | 0 | 0 | 0 | 0 | 0 | 0 | 0 | 0 | 0 | 0 | 0 | 0 | 0
EBITDA | m PLN | 147.9124 | 0 | 0 | 0 | 0 | 48.9708 | 40.364 | 31.8006 | 23.989 | 17.2635 | 13.763 | 10.4969 | 7.4098 | 4.4867 | 1.8122 | 1.107 | 0.52904 | -0.12928 | -0.73751 | -1.3408 | -1.8898 | -2.4715 | -3.0193 | -3.6073 | -4.1868 | -4.1062 | -4.0015 | -3.9187 | -3.8231 | -3.7376 | -3.6152 | -3.5406 | -3.4146 | -3.3283 | -3.212 | 0 | 0 | 0 | 0 | 0 | 0 | 0 | 0 | 0 | 0 | 0 | 0 | 0 | 0 | 0 | 0 | 0 | 0 | 0 | 0 | 0 | 0 | 0 | 0 | 0 | 0 | 0 | 0 | 0 | 0 | 0 | 0 | 0 | 0 | 0 | 0
End-of-life demolition provision | m PLN | 93 | 0 | 0 | 0 | 0 | 0 | 0 | 0 | 0 | 0 | 0 | 0 | 0 | 0 | 0 | 0 | 0 | 0 | 0 | 0 | 0 | 0 | 0 | 0 | 0 | 0 | 0 | 0 | 0 | 0 | 0 | 0 | 0 | 0 | 93 | 0 | 0 | 0 | 0 | 0 | 0 | 0 | 0 | 0 | 0 | 0 | 0 | 0 | 0 | 0 | 0 | 0 | 0 | 0 | 0 | 0 | 0 | 0 | 0 | 0 | 0 | 0 | 0 | 0 | 0 | 0 | 0 | 0 | 0 | 0 | 0
7. Tax (Polish CIT, straight-line KŚT depreciation, loss carry-forward)
Depreciation — KŚT group (b) | m PLN | 221.0625 | 0 | 0 | 0 | 0 | 7.3688 | 7.3688 | 7.3688 | 7.3688 | 7.3688 | 7.3688 | 7.3688 | 7.3688 | 7.3688 | 7.3688 | 7.3688 | 7.3688 | 7.3688 | 7.3688 | 7.3688 | 7.3688 | 7.3688 | 7.3688 | 7.3688 | 7.3688 | 7.3688 | 7.3688 | 7.3688 | 7.3688 | 7.3688 | 7.3688 | 7.3688 | 7.3688 | 7.3688 | 7.3688 | 0 | 0 | 0 | 0 | 0 | 0 | 0 | 0 | 0 | 0 | 0 | 0 | 0 | 0 | 0 | 0 | 0 | 0 | 0 | 0 | 0 | 0 | 0 | 0 | 0 | 0 | 0 | 0 | 0 | 0 | 0 | 0 | 0 | 0 | 0 | 0
Depreciation — KŚT group (s) | m PLN | 196.5 | 0 | 0 | 0 | 0 | 8.8425 | 8.8425 | 8.8425 | 8.8425 | 8.8425 | 8.8425 | 8.8425 | 8.8425 | 8.8425 | 8.8425 | 8.8425 | 8.8425 | 8.8425 | 8.8425 | 8.8425 | 8.8425 | 8.8425 | 8.8425 | 8.8425 | 8.8425 | 8.8425 | 8.8425 | 1.965 | 0 | 0 | 0 | 0 | 0 | 0 | 0 | 0 | 0 | 0 | 0 | 0 | 0 | 0 | 0 | 0 | 0 | 0 | 0 | 0 | 0 | 0 | 0 | 0 | 0 | 0 | 0 | 0 | 0 | 0 | 0 | 0 | 0 | 0 | 0 | 0 | 0 | 0 | 0 | 0 | 0 | 0 | 0
Depreciation — KŚT group (t) | m PLN | 1179 | 0 | 0 | 0 | 0 | 82.53 | 82.53 | 82.53 | 82.53 | 82.53 | 82.53 | 82.53 | 82.53 | 82.53 | 82.53 | 82.53 | 82.53 | 82.53 | 82.53 | 23.58 | 0 | 0 | 0 | 0 | 0 | 0 | 0 | 0 | 0 | 0 | 0 | 0 | 0 | 0 | 0 | 0 | 0 | 0 | 0 | 0 | 0 | 0 | 0 | 0 | 0 | 0 | 0 | 0 | 0 | 0 | 0 | 0 | 0 | 0 | 0 | 0 | 0 | 0 | 0 | 0 | 0 | 0 | 0 | 0 | 0 | 0 | 0 | 0 | 0 | 0 | 0
Depreciation — KŚT group (d) | m PLN | 294.75 | 0 | 0 | 0 | 0 | 29.475 | 29.475 | 29.475 | 29.475 | 29.475 | 29.475 | 29.475 | 29.475 | 29.475 | 29.475 | 0 | 0 | 0 | 0 | 0 | 0 | 0 | 0 | 0 | 0 | 0 | 0 | 0 | 0 | 0 | 0 | 0 | 0 | 0 | 0 | 0 | 0 | 0 | 0 | 0 | 0 | 0 | 0 | 0 | 0 | 0 | 0 | 0 | 0 | 0 | 0 | 0 | 0 | 0 | 0 | 0 | 0 | 0 | 0 | 0 | 0 | 0 | 0 | 0 | 0 | 0 | 0 | 0 | 0 | 0 | 0
Total tax depreciation | m PLN | 1891.3125 | 0 | 0 | 0 | 0 | 128.2163 | 128.2163 | 128.2163 | 128.2163 | 128.2163 | 128.2163 | 128.2163 | 128.2163 | 128.2163 | 128.2163 | 98.7412 | 98.7412 | 98.7412 | 98.7412 | 39.7912 | 16.2112 | 16.2112 | 16.2112 | 16.2112 | 16.2112 | 16.2112 | 16.2112 | 9.3338 | 7.3688 | 7.3688 | 7.3688 | 7.3688 | 7.3688 | 7.3688 | 7.3688 | 0 | 0 | 0 | 0 | 0 | 0 | 0 | 0 | 0 | 0 | 0 | 0 | 0 | 0 | 0 | 0 | 0 | 0 | 0 | 0 | 0 | 0 | 0 | 0 | 0 | 0 | 0 | 0 | 0 | 0 | 0 | 0 | 0 | 0 | 0 | 0
Taxable EBIT (EBITDA − depreciation − provisions) | m PLN | -1836.4001 | 0 | 0 | 0 | 0 | -79.2454 | -87.8522 | -96.4156 | -104.2273 | -110.9527 | -114.4533 | -117.7194 | -120.8065 | -123.7295 | -126.404 | -97.6342 | -98.2122 | -98.8705 | -99.4788 | -41.1321 | -18.101 | -18.6827 | -19.2305 | -19.8186 | -20.398 | -20.3174 | -20.2127 | -13.2525 | -11.1918 | -11.1064 | -10.984 | -10.9094 | -10.7834 | -10.6971 | -103.5808 | 0 | 0 | 0 | 0 | 0 | 0 | 0 | 0 | 0 | 0 | 0 | 0 | 0 | 0 | 0 | 0 | 0 | 0 | 0 | 0 | 0 | 0 | 0 | 0 | 0 | 0 | 0 | 0 | 0 | 0 | 0 | 0 | 0 | 0 | 0 | 0
Loss utilisation (50 % cap per year, simplified pool) | m PLN |  | 0 | 0 | 0 | 0 | 0 | 0 | 0 | 0 | 0 | 0 | 0 | 0 | 0 | 0 | 0 | 0 | 0 | 0 | 0 | 0 | 0 | 0 | 0 | 0 | 0 | 0 | 0 | 0 | 0 | 0 | 0 | 0 | 0 | 0 | 0 | 0 | 0 | 0 | 0 | 0 | 0 | 0 | 0 | 0 | 0 | 0 | 0 | 0 | 0 | 0 | 0 | 0 | 0 | 0 | 0 | 0 | 0 | 0 | 0 | 0 | 0 | 0 | 0 | 0 | 0 | 0 | 0 | 0 | 0 | 0
Loss pool carried forward (EoY) | m PLN |  | 0 | 0 | 0 | 0 | 79.2454 | 167.0976 | 263.5133 | 367.7406 | 478.6933 | 593.1466 | 710.8659 | 831.6724 | 955.4019 | 1081.8059 | 1179.4402 | 1277.6524 | 1376.5229 | 1476.0017 | 1517.1338 | 1535.2348 | 1553.9176 | 1573.1481 | 1592.9667 | 1613.3647 | 1633.6821 | 1653.8948 | 1667.1473 | 1678.3391 | 1689.4455 | 1700.4295 | 1711.3389 | 1722.1222 | 1732.8193 | 1836.4001 | 1836.4001 | 1836.4001 | 1836.4001 | 1836.4001 | 1836.4001 | 1836.4001 | 1836.4001 | 1836.4001 | 1836.4001 | 1836.4001 | 1836.4001 | 1836.4001 | 1836.4001 | 1836.4001 | 1836.4001 | 1836.4001 | 1836.4001 | 1836.4001 | 1836.4001 | 1836.4001 | 1836.4001 | 1836.4001 | 1836.4001 | 1836.4001 | 1836.4001 | 1836.4001 | 1836.4001 | 1836.4001 | 1836.4001 | 1836.4001 | 1836.4001 | 1836.4001 | 1836.4001 | 1836.4001 | 1836.4001 | 1836.4001
Taxable income | m PLN | 0 | 0 | 0 | 0 | 0 | 0 | 0 | 0 | 0 | 0 | 0 | 0 | 0 | 0 | 0 | 0 | 0 | 0 | 0 | 0 | 0 | 0 | 0 | 0 | 0 | 0 | 0 | 0 | 0 | 0 | 0 | 0 | 0 | 0 | 0 | 0 | 0 | 0 | 0 | 0 | 0 | 0 | 0 | 0 | 0 | 0 | 0 | 0 | 0 | 0 | 0 | 0 | 0 | 0 | 0 | 0 | 0 | 0 | 0 | 0 | 0 | 0 | 0 | 0 | 0 | 0 | 0 | 0 | 0 | 0 | 0
CIT | m PLN | 0 | 0 | 0 | 0 | 0 | 0 | 0 | 0 | 0 | 0 | 0 | 0 | 0 | 0 | 0 | 0 | 0 | 0 | 0 | 0 | 0 | 0 | 0 | 0 | 0 | 0 | 0 | 0 | 0 | 0 | 0 | 0 | 0 | 0 | 0 | 0 | 0 | 0 | 0 | 0 | 0 | 0 | 0 | 0 | 0 | 0 | 0 | 0 | 0 | 0 | 0 | 0 | 0 | 0 | 0 | 0 | 0 | 0 | 0 | 0 | 0 | 0 | 0 | 0 | 0 | 0 | 0 | 0 | 0 | 0 | 0
8. Cash flow and valuation (m PLN)
Pre-tax free cash flow | m PLN | -1910.0876 | -589.5 | -884.25 | -245.625 | -245.625 | 48.9708 | 40.364 | 31.8006 | 23.989 | 17.2635 | 13.763 | 10.4969 | 7.4098 | 4.4867 | 1.8122 | 1.107 | 0.52904 | -0.12928 | -0.73751 | -1.3408 | -1.8898 | -2.4715 | -3.0193 | -3.6073 | -4.1868 | -4.1062 | -4.0015 | -3.9187 | -3.8231 | -3.7376 | -3.6152 | -3.5406 | -3.4146 | -3.3283 | -96.212 | 0 | 0 | 0 | 0 | 0 | 0 | 0 | 0 | 0 | 0 | 0 | 0 | 0 | 0 | 0 | 0 | 0 | 0 | 0 | 0 | 0 | 0 | 0 | 0 | 0 | 0 | 0 | 0 | 0 | 0 | 0 | 0 | 0 | 0 | 0 | 0
Post-tax free cash flow (unlevered) | m PLN | -1910.0876 | -589.5 | -884.25 | -245.625 | -245.625 | 48.9708 | 40.364 | 31.8006 | 23.989 | 17.2635 | 13.763 | 10.4969 | 7.4098 | 4.4867 | 1.8122 | 1.107 | 0.52904 | -0.12928 | -0.73751 | -1.3408 | -1.8898 | -2.4715 | -3.0193 | -3.6073 | -4.1868 | -4.1062 | -4.0015 | -3.9187 | -3.8231 | -3.7376 | -3.6152 | -3.5406 | -3.4146 | -3.3283 | -96.212 | 0 | 0 | 0 | 0 | 0 | 0 | 0 | 0 | 0 | 0 | 0 | 0 | 0 | 0 | 0 | 0 | 0 | 0 | 0 | 0 | 0 | 0 | 0 | 0 | 0 | 0 | 0 | 0 | 0 | 0 | 0 | 0 | 0 | 0 | 0 | 0
Cumulative post-tax FCF | m PLN |  | -589.5 | -1473.75 | -1719.375 | -1965 | -1916.0292 | -1875.6651 | -1843.8645 | -1819.8756 | -1802.612 | -1788.8491 | -1778.3522 | -1770.9424 | -1766.4557 | -1764.6434 | -1763.5364 | -1763.0074 | -1763.1367 | -1763.8742 | -1765.215 | -1767.1048 | -1769.5763 | -1772.5956 | -1776.2029 | -1780.3897 | -1784.4958 | -1788.4973 | -1792.416 | -1796.2391 | -1799.9768 | -1803.592 | -1807.1326 | -1810.5472 | -1813.8756 | -1910.0876 | -1910.0876 | -1910.0876 | -1910.0876 | -1910.0876 | -1910.0876 | -1910.0876 | -1910.0876 | -1910.0876 | -1910.0876 | -1910.0876 | -1910.0876 | -1910.0876 | -1910.0876 | -1910.0876 | -1910.0876 | -1910.0876 | -1910.0876 | -1910.0876 | -1910.0876 | -1910.0876 | -1910.0876 | -1910.0876 | -1910.0876 | -1910.0876 | -1910.0876 | -1910.0876 | -1910.0876 | -1910.0876 | -1910.0876 | -1910.0876 | -1910.0876 | -1910.0876 | -1910.0876 | -1910.0876 | -1910.0876 | -1910.0876
Discounted post-tax FCF | m PLN | -1718.6727 | -589.5 | -826.4019 | -214.5384 | -200.5032 | 37.3596 | 28.779 | 21.1901 | 14.9391 | 10.0475 | 7.4861 | 5.3361 | 3.5203 | 1.9922 | 0.75202 | 0.42932 | 0.19175 | -0.04379 | -0.23348 | -0.3967 | -0.52254 | -0.63868 | -0.7292 | -0.81422 | -0.88318 | -0.80952 | -0.73727 | -0.67479 | -0.61525 | -0.56215 | -0.50816 | -0.46512 | -0.41923 | -0.3819 | -10.3173 | 0 | 0 | 0 | 0 | 0 | 0 | 0 | 0 | 0 | 0 | 0 | 0 | 0 | 0 | 0 | 0 | 0 | 0 | 0 | 0 | 0 | 0 | 0 | 0 | 0 | 0 | 0 | 0 | 0 | 0 | 0 | 0 | 0 | 0 | 0 | 0
NPV post-tax @ WACC (m PLN) |  | -1718.6727
NPV pre-tax @ WACC (m PLN) |  | -1718.6727
IRR post-tax (real) |  | n/a
PV of generation (MWh) |  | 5276565.7323
PV of all costs (capex + opex + provisions) |  | 5059.646
PV capex |  | 1830.9434
PV fixed O&M |  | 303.8842
PV fuel |  | 1245.6842
PV CO2 |  | 1122.0751
PV variable O&M + starts |  | 297.606
PV decommissioning fund / provision |  | 9.9728
PV sustaining capex |  | 0
PV property tax + licence + gas booking |  | 249.4802
PV of revenue |  | 3340.9733
LCOE (PLN/MWh) |  | 958.89
Levelised revenue (PLN/MWh) |  | 633.1719
Average capacity factor |  | 17.19%
PV of CfD payments / capacity support (m PLN) |  | 0
Required premium PLN/MWh on all output (post-tax ≈; NPV=0) |  | 402.1211
9. Fiscal flows — local government and State (m PLN)
Property tax → host gmina (Stalowa Wola) | m PLN | 167.4 | 0 | 0 | 0 | 0 | 5.58 | 5.58 | 5.58 | 5.58 | 5.58 | 5.58 | 5.58 | 5.58 | 5.58 | 5.58 | 5.58 | 5.58 | 5.58 | 5.58 | 5.58 | 5.58 | 5.58 | 5.58 | 5.58 | 5.58 | 5.58 | 5.58 | 5.58 | 5.58 | 5.58 | 5.58 | 5.58 | 5.58 | 5.58 | 5.58 | 0 | 0 | 0 | 0 | 0 | 0 | 0 | 0 | 0 | 0 | 0 | 0 | 0 | 0 | 0 | 0 | 0 | 0 | 0 | 0 | 0 | 0 | 0 | 0 | 0 | 0 | 0 | 0 | 0 | 0 | 0 | 0 | 0 | 0 | 0 | 0
Property tax → bordering gminas (art. 50) | m PLN | 0 | 0 | 0 | 0 | 0 | 0 | 0 | 0 | 0 | 0 | 0 | 0 | 0 | 0 | 0 | 0 | 0 | 0 | 0 | 0 | 0 | 0 | 0 | 0 | 0 | 0 | 0 | 0 | 0 | 0 | 0 | 0 | 0 | 0 | 0 | 0 | 0 | 0 | 0 | 0 | 0 | 0 | 0 | 0 | 0 | 0 | 0 | 0 | 0 | 0 | 0 | 0 | 0 | 0 | 0 | 0 | 0 | 0 | 0 | 0 | 0 | 0 | 0 | 0 | 0 | 0 | 0 | 0 | 0 | 0 | 0
CIT-income share → gmina | m PLN | 0 | 0 | 0 | 0 | 0 | 0 | 0 | 0 | 0 | 0 | 0 | 0 | 0 | 0 | 0 | 0 | 0 | 0 | 0 | 0 | 0 | 0 | 0 | 0 | 0 | 0 | 0 | 0 | 0 | 0 | 0 | 0 | 0 | 0 | 0 | 0 | 0 | 0 | 0 | 0 | 0 | 0 | 0 | 0 | 0 | 0 | 0 | 0 | 0 | 0 | 0 | 0 | 0 | 0 | 0 | 0 | 0 | 0 | 0 | 0 | 0 | 0 | 0 | 0 | 0 | 0 | 0 | 0 | 0 | 0 | 0
CIT-income share → powiat | m PLN | 0 | 0 | 0 | 0 | 0 | 0 | 0 | 0 | 0 | 0 | 0 | 0 | 0 | 0 | 0 | 0 | 0 | 0 | 0 | 0 | 0 | 0 | 0 | 0 | 0 | 0 | 0 | 0 | 0 | 0 | 0 | 0 | 0 | 0 | 0 | 0 | 0 | 0 | 0 | 0 | 0 | 0 | 0 | 0 | 0 | 0 | 0 | 0 | 0 | 0 | 0 | 0 | 0 | 0 | 0 | 0 | 0 | 0 | 0 | 0 | 0 | 0 | 0 | 0 | 0 | 0 | 0 | 0 | 0 | 0 | 0
CIT-income share → województwo | m PLN | 0 | 0 | 0 | 0 | 0 | 0 | 0 | 0 | 0 | 0 | 0 | 0 | 0 | 0 | 0 | 0 | 0 | 0 | 0 | 0 | 0 | 0 | 0 | 0 | 0 | 0 | 0 | 0 | 0 | 0 | 0 | 0 | 0 | 0 | 0 | 0 | 0 | 0 | 0 | 0 | 0 | 0 | 0 | 0 | 0 | 0 | 0 | 0 | 0 | 0 | 0 | 0 | 0 | 0 | 0 | 0 | 0 | 0 | 0 | 0 | 0 | 0 | 0 | 0 | 0 | 0 | 0 | 0 | 0 | 0 | 0
Gross salary per FTE (PLN/yr) |  | 166002.656
PIT income base per FTE (PLN/yr) |  | 143243.6919
PIT per FTE (PLN/yr) |  | 18237.9814
Construction worker PIT income base (PLN/yr) |  | 93193.2
PIT-income share → gmina (staff + construction workers) | m PLN | 11.9165 | 0.32618 | 0.48926 | 0.13591 | 0.13591 | 0.36097 | 0.36097 | 0.36097 | 0.36097 | 0.36097 | 0.36097 | 0.36097 | 0.36097 | 0.36097 | 0.36097 | 0.36097 | 0.36097 | 0.36097 | 0.36097 | 0.36097 | 0.36097 | 0.36097 | 0.36097 | 0.36097 | 0.36097 | 0.36097 | 0.36097 | 0.36097 | 0.36097 | 0.36097 | 0.36097 | 0.36097 | 0.36097 | 0.36097 | 0.36097 | 0 | 0 | 0 | 0 | 0 | 0 | 0 | 0 | 0 | 0 | 0 | 0 | 0 | 0 | 0 | 0 | 0 | 0 | 0 | 0 | 0 | 0 | 0 | 0 | 0 | 0 | 0 | 0 | 0 | 0 | 0 | 0 | 0 | 0 | 0 | 0
PIT-income share → powiat | m PLN | 3.4047 | 0.093193 | 0.13979 | 0.03883 | 0.03883 | 0.10314 | 0.10314 | 0.10314 | 0.10314 | 0.10314 | 0.10314 | 0.10314 | 0.10314 | 0.10314 | 0.10314 | 0.10314 | 0.10314 | 0.10314 | 0.10314 | 0.10314 | 0.10314 | 0.10314 | 0.10314 | 0.10314 | 0.10314 | 0.10314 | 0.10314 | 0.10314 | 0.10314 | 0.10314 | 0.10314 | 0.10314 | 0.10314 | 0.10314 | 0.10314 | 0 | 0 | 0 | 0 | 0 | 0 | 0 | 0 | 0 | 0 | 0 | 0 | 0 | 0 | 0 | 0 | 0 | 0 | 0 | 0 | 0 | 0 | 0 | 0 | 0 | 0 | 0 | 0 | 0 | 0 | 0 | 0 | 0 | 0 | 0 | 0
PIT-income share → województwo | m PLN | 0.54146 | 0 | 0 | 0 | 0 | 0.018049 | 0.018049 | 0.018049 | 0.018049 | 0.018049 | 0.018049 | 0.018049 | 0.018049 | 0.018049 | 0.018049 | 0.018049 | 0.018049 | 0.018049 | 0.018049 | 0.018049 | 0.018049 | 0.018049 | 0.018049 | 0.018049 | 0.018049 | 0.018049 | 0.018049 | 0.018049 | 0.018049 | 0.018049 | 0.018049 | 0.018049 | 0.018049 | 0.018049 | 0.018049 | 0 | 0 | 0 | 0 | 0 | 0 | 0 | 0 | 0 | 0 | 0 | 0 | 0 | 0 | 0 | 0 | 0 | 0 | 0 | 0 | 0 | 0 | 0 | 0 | 0 | 0 | 0 | 0 | 0 | 0 | 0 | 0 | 0 | 0 | 0 | 0
Total local-government revenue | m PLN | 183.2626 | 0.41937 | 0.62905 | 0.17474 | 0.17474 | 6.0622 | 6.0622 | 6.0622 | 6.0622 | 6.0622 | 6.0622 | 6.0622 | 6.0622 | 6.0622 | 6.0622 | 6.0622 | 6.0622 | 6.0622 | 6.0622 | 6.0622 | 6.0622 | 6.0622 | 6.0622 | 6.0622 | 6.0622 | 6.0622 | 6.0622 | 6.0622 | 6.0622 | 6.0622 | 6.0622 | 6.0622 | 6.0622 | 6.0622 | 6.0622 | 0 | 0 | 0 | 0 | 0 | 0 | 0 | 0 | 0 | 0 | 0 | 0 | 0 | 0 | 0 | 0 | 0 | 0 | 0 | 0 | 0 | 0 | 0 | 0 | 0 | 0 | 0 | 0 | 0 | 0 | 0 | 0 | 0 | 0 | 0 | 0
PIT paid by staff (State + JST, memo) | m PLN | 32.8284 | 0 | 0 | 0 | 0 | 1.0943 | 1.0943 | 1.0943 | 1.0943 | 1.0943 | 1.0943 | 1.0943 | 1.0943 | 1.0943 | 1.0943 | 1.0943 | 1.0943 | 1.0943 | 1.0943 | 1.0943 | 1.0943 | 1.0943 | 1.0943 | 1.0943 | 1.0943 | 1.0943 | 1.0943 | 1.0943 | 1.0943 | 1.0943 | 1.0943 | 1.0943 | 1.0943 | 1.0943 | 1.0943 | 0 | 0 | 0 | 0 | 0 | 0 | 0 | 0 | 0 | 0 | 0 | 0 | 0 | 0 | 0 | 0 | 0 | 0 | 0 | 0 | 0 | 0 | 0 | 0 | 0 | 0 | 0 | 0 | 0 | 0 | 0 | 0 | 0 | 0 | 0 | 0
Local revenue per operating year, average (m PLN) |  | 6.0622
CIT paid over life (m PLN) |  | 0
EUA cost over life (m PLN) |  | 2986.5132
Fund contributions over life (m PLN) |  | 0
CfD payments over life (m PLN) |  | 0
Property tax host gmina over life (m PLN) |  | 167.4
Property tax neighbours over life (m PLN) |  | 0
CIT-income shares over life (m PLN) |  | 0
PIT-income shares over life (m PLN) |  | 15.8626

## Model_OCGT
OCGT 2×150 MW · merchant dynamic
Annual model, real PLN m (2026). Column D = totals / KPIs. Timeline columns G→. Dispatch quantities come from the Twin sheet (hourly digital twin).
Year |  |  | 2027 | 2028 | 2029 | 2030 | 2031 | 2032 | 2033 | 2034 | 2035 | 2036 | 2037 | 2038 | 2039 | 2040 | 2041 | 2042 | 2043 | 2044 | 2045 | 2046 | 2047 | 2048 | 2049 | 2050 | 2051 | 2052 | 2053 | 2054 | 2055 | 2056 | 2057 | 2058 | 2059 | 2060 | 2061 | 2062 | 2063 | 2064 | 2065 | 2066 | 2067 | 2068 | 2069 | 2070 | 2071 | 2072 | 2073 | 2074 | 2075 | 2076 | 2077 | 2078 | 2079 | 2080 | 2081 | 2082 | 2083 | 2084 | 2085 | 2086 | 2087 | 2088 | 2089 | 2090 | 2091 | 2092 | 2093 | 2094 | 2095 | 2096
1. Parameters (links to Input, selected case)
Net capacity, MW |  | 300
Overnight capex, PLN/kW |  | 3400
Construction years |  | 2
COD year |  | 2031
Life years |  | 30
FID year (COD − construction) |  | 2029
Real post-tax WACC |  | 7%
Fixed O&M, PLN/kW-yr |  | 55
Variable O&M, PLN/MWh |  | 20
EUR/PLN |  | 4.3633
CIT rate |  | 19%
Licence fee share of revenue |  | 0.5%
Staff FTE |  | 15
Loaded cost per FTE, k PLN |  | 200
Budowle share of capex |  | 12%
Property tax rate |  | 2%
Host-gmina share of property tax |  | 100%
Overnight cost, m PLN |  | 1020
Net efficiency full load |  | 39%
CO2 factor, t/MWh_th |  | 0.2006
Gas exit-capacity booking, PLN/kW-yr |  | 35
Grid connection, PLN/kW |  | 350
Demolition provision share |  | 5%
Capacity-market de-rating |  | 0.9328
Balancing revenue, PLN/kW-yr |  | 40
Peak construction workforce |  | 300
Capacity-market price, PLN/kW-yr |  | 0
Capacity contract years |  | 17
2. Timing
Construction flag | 0/1 |  | 0 | 0 | 1 | 1 | 0 | 0 | 0 | 0 | 0 | 0 | 0 | 0 | 0 | 0 | 0 | 0 | 0 | 0 | 0 | 0 | 0 | 0 | 0 | 0 | 0 | 0 | 0 | 0 | 0 | 0 | 0 | 0 | 0 | 0 | 0 | 0 | 0 | 0 | 0 | 0 | 0 | 0 | 0 | 0 | 0 | 0 | 0 | 0 | 0 | 0 | 0 | 0 | 0 | 0 | 0 | 0 | 0 | 0 | 0 | 0 | 0 | 0 | 0 | 0 | 0 | 0 | 0 | 0 | 0 | 0
Operating flag | 0/1 |  | 0 | 0 | 0 | 0 | 1 | 1 | 1 | 1 | 1 | 1 | 1 | 1 | 1 | 1 | 1 | 1 | 1 | 1 | 1 | 1 | 1 | 1 | 1 | 1 | 1 | 1 | 1 | 1 | 1 | 1 | 1 | 1 | 1 | 1 | 0 | 0 | 0 | 0 | 0 | 0 | 0 | 0 | 0 | 0 | 0 | 0 | 0 | 0 | 0 | 0 | 0 | 0 | 0 | 0 | 0 | 0 | 0 | 0 | 0 | 0 | 0 | 0 | 0 | 0 | 0 | 0 | 0 | 0 | 0 | 0
Operating year k | # |  | 0 | 0 | 0 | 0 | 1 | 2 | 3 | 4 | 5 | 6 | 7 | 8 | 9 | 10 | 11 | 12 | 13 | 14 | 15 | 16 | 17 | 18 | 19 | 20 | 21 | 22 | 23 | 24 | 25 | 26 | 27 | 28 | 29 | 30 | 0 | 0 | 0 | 0 | 0 | 0 | 0 | 0 | 0 | 0 | 0 | 0 | 0 | 0 | 0 | 0 | 0 | 0 | 0 | 0 | 0 | 0 | 0 | 0 | 0 | 0 | 0 | 0 | 0 | 0 | 0 | 0 | 0 | 0 | 0 | 0
Discount period (years from FID) | # |  | -2 | -1 | 0 | 1 | 2 | 3 | 4 | 5 | 6 | 7 | 8 | 9 | 10 | 11 | 12 | 13 | 14 | 15 | 16 | 17 | 18 | 19 | 20 | 21 | 22 | 23 | 24 | 25 | 26 | 27 | 28 | 29 | 30 | 31 | 32 | 33 | 34 | 35 | 36 | 37 | 38 | 39 | 40 | 41 | 42 | 43 | 44 | 45 | 46 | 47 | 48 | 49 | 50 | 51 | 52 | 53 | 54 | 55 | 56 | 57 | 58 | 59 | 60 | 61 | 62 | 63 | 64 | 65 | 66 | 67
Discount factor | # |  | 0 | 0 | 1 | 0.93458 | 0.87344 | 0.8163 | 0.7629 | 0.71299 | 0.66634 | 0.62275 | 0.58201 | 0.54393 | 0.50835 | 0.47509 | 0.44401 | 0.41496 | 0.38782 | 0.36245 | 0.33873 | 0.31657 | 0.29586 | 0.27651 | 0.25842 | 0.24151 | 0.22571 | 0.21095 | 0.19715 | 0.18425 | 0.1722 | 0.16093 | 0.1504 | 0.14056 | 0.13137 | 0.12277 | 0.11474 | 0.10723 | 0.10022 | 0.093663 | 0.087535 | 0.081809 | 0.076457 | 0.071455 | 0.06678 | 0.062412 | 0.058329 | 0.054513 | 0.050946 | 0.047613 | 0.044499 | 0.041587 | 0.038867 | 0.036324 | 0.033948 | 0.031727 | 0.029651 | 0.027711 | 0.025899 | 0.024204 | 0.022621 | 0.021141 | 0.019758 | 0.018465 | 0.017257 | 0.016128 | 0.015073 | 0.014087 | 0.013166 | 0.012304 | 0.011499 | 0.010747
Capex spend share (S-curve, normalised) | % |  | 0% | 0% | 30% | 45% | 0% | 0% | 0% | 0% | 0% | 0% | 0% | 0% | 0% | 0% | 0% | 0% | 0% | 0% | 0% | 0% | 0% | 0% | 0% | 0% | 0% | 0% | 0% | 0% | 0% | 0% | 0% | 0% | 0% | 0% | 0% | 0% | 0% | 0% | 0% | 0% | 0% | 0% | 0% | 0% | 0% | 0% | 0% | 0% | 0% | 0% | 0% | 0% | 0% | 0% | 0% | 0% | 0% | 0% | 0% | 0% | 0% | 0% | 0% | 0% | 0% | 0% | 0% | 0% | 0% | 0%
Capex spend share normalised | % |  | 0% | 0% | 40% | 60% | 0% | 0% | 0% | 0% | 0% | 0% | 0% | 0% | 0% | 0% | 0% | 0% | 0% | 0% | 0% | 0% | 0% | 0% | 0% | 0% | 0% | 0% | 0% | 0% | 0% | 0% | 0% | 0% | 0% | 0% | 0% | 0% | 0% | 0% | 0% | 0% | 0% | 0% | 0% | 0% | 0% | 0% | 0% | 0% | 0% | 0% | 0% | 0% | 0% | 0% | 0% | 0% | 0% | 0% | 0% | 0% | 0% | 0% | 0% | 0% | 0% | 0% | 0% | 0% | 0% | 0%
3. Investment (m PLN)
Overnight capex spend | m PLN | 1020 | 0 | 0 | 408 | 612 | 0 | 0 | 0 | 0 | 0 | 0 | 0 | 0 | 0 | 0 | 0 | 0 | 0 | 0 | 0 | 0 | 0 | 0 | 0 | 0 | 0 | 0 | 0 | 0 | 0 | 0 | 0 | 0 | 0 | 0 | 0 | 0 | 0 | 0 | 0 | 0 | 0 | 0 | 0 | 0 | 0 | 0 | 0 | 0 | 0 | 0 | 0 | 0 | 0 | 0 | 0 | 0 | 0 | 0 | 0 | 0 | 0 | 0 | 0 | 0 | 0 | 0 | 0 | 0 | 0 | 0
Other capex (grid connection, spread) | m PLN | 105 | 0 | 0 | 42 | 63 | 0 | 0 | 0 | 0 | 0 | 0 | 0 | 0 | 0 | 0 | 0 | 0 | 0 | 0 | 0 | 0 | 0 | 0 | 0 | 0 | 0 | 0 | 0 | 0 | 0 | 0 | 0 | 0 | 0 | 0 | 0 | 0 | 0 | 0 | 0 | 0 | 0 | 0 | 0 | 0 | 0 | 0 | 0 | 0 | 0 | 0 | 0 | 0 | 0 | 0 | 0 | 0 | 0 | 0 | 0 | 0 | 0 | 0 | 0 | 0 | 0 | 0 | 0 | 0 | 0 | 0
Total capex | m PLN | 1125 | 0 | 0 | 450 | 675 | 0 | 0 | 0 | 0 | 0 | 0 | 0 | 0 | 0 | 0 | 0 | 0 | 0 | 0 | 0 | 0 | 0 | 0 | 0 | 0 | 0 | 0 | 0 | 0 | 0 | 0 | 0 | 0 | 0 | 0 | 0 | 0 | 0 | 0 | 0 | 0 | 0 | 0 | 0 | 0 | 0 | 0 | 0 | 0 | 0 | 0 | 0 | 0 | 0 | 0 | 0 | 0 | 0 | 0 | 0 | 0 | 0 | 0 | 0 | 0 | 0 | 0 | 0 | 0 | 0 | 0
4. Market inputs (selected case, from Input)
Annual mean day-ahead price | PLN/MWh |  | 496 | 445 | 420 | 410 | 408 | 406 | 404 | 402 | 400 | 398 | 396 | 394 | 392 | 390 | 389 | 388 | 387 | 386 | 385 | 384 | 383 | 382 | 381 | 380 | 380 | 380 | 380 | 380 | 380 | 380 | 380 | 380 | 380 | 380 | 380 | 380 | 380 | 380 | 380 | 380 | 380 | 380 | 380 | 380 | 380 | 380 | 380 | 380 | 380 | 380 | 380 | 380 | 380 | 380 | 380 | 380 | 380 | 380 | 380 | 380 | 380 | 380 | 380 | 380 | 380 | 380 | 380 | 380 | 380 | 380
Gas price (PL virtual point) | PLN/MWh_th |  | 214 | 165 | 145 | 135 | 135 | 135 | 135 | 135 | 135 | 135 | 135 | 135 | 135 | 135 | 135 | 135 | 135 | 135 | 135 | 135 | 135 | 135 | 135 | 135 | 135 | 135 | 135 | 135 | 135 | 135 | 135 | 135 | 135 | 135 | 135 | 135 | 135 | 135 | 135 | 135 | 135 | 135 | 135 | 135 | 135 | 135 | 135 | 135 | 135 | 135 | 135 | 135 | 135 | 135 | 135 | 135 | 135 | 135 | 135 | 135 | 135 | 135 | 135 | 135 | 135 | 135 | 135 | 135 | 135 | 135
EUA price | PLN/t |  | 392.697 | 429.0578 | 465.4187 | 501.7795 | 523.596 | 545.4125 | 567.229 | 589.0455 | 610.862 | 619.5886 | 628.3152 | 637.0418 | 645.7684 | 654.495 | 654.495 | 654.495 | 654.495 | 654.495 | 654.495 | 654.495 | 654.495 | 654.495 | 654.495 | 654.495 | 654.495 | 654.495 | 654.495 | 654.495 | 654.495 | 654.495 | 654.495 | 654.495 | 654.495 | 654.495 | 654.495 | 654.495 | 654.495 | 654.495 | 654.495 | 654.495 | 654.495 | 654.495 | 654.495 | 654.495 | 654.495 | 654.495 | 654.495 | 654.495 | 654.495 | 654.495 | 654.495 | 654.495 | 654.495 | 654.495 | 654.495 | 654.495 | 654.495 | 654.495 | 654.495 | 654.495 | 654.495 | 654.495 | 654.495 | 654.495 | 654.495 | 654.495 | 654.495 | 654.495 | 654.495 | 654.495
5. Dispatch (from hourly twin) and revenue
Capacity factor (twin) | % |  | 0% | 0% | 0% | 0% | 6.106% | 5.563% | 5.173% | 4.761% | 4.36% | 4.229% | 4.056% | 3.763% | 3.676% | 3.546% | 3.525% | 3.503% | 3.492% | 3.481% | 3.394% | 3.351% | 3.351% | 3.308% | 3.264% | 3.264% | 3.264% | 3.264% | 3.264% | 3.264% | 3.264% | 3.264% | 3.264% | 3.253% | 3.253% | 3.275% | 0% | 0% | 0% | 0% | 0% | 0% | 0% | 0% | 0% | 0% | 0% | 0% | 0% | 0% | 0% | 0% | 0% | 0% | 0% | 0% | 0% | 0% | 0% | 0% | 0% | 0% | 0% | 0% | 0% | 0% | 0% | 0% | 0% | 0% | 0% | 0%
Net generation | MWh | 2938065 | 0 | 0 | 0 | 0 | 160455 | 146205 | 135945 | 125115 | 114570 | 111150 | 106590 | 98895 | 96615 | 93195 | 92625 | 92055 | 91770 | 91485 | 89205 | 88065 | 88065 | 86925 | 85785 | 85785 | 85785 | 85785 | 85785 | 85785 | 85785 | 85785 | 85785 | 85500 | 85500 | 86070 | 0 | 0 | 0 | 0 | 0 | 0 | 0 | 0 | 0 | 0 | 0 | 0 | 0 | 0 | 0 | 0 | 0 | 0 | 0 | 0 | 0 | 0 | 0 | 0 | 0 | 0 | 0 | 0 | 0 | 0 | 0 | 0 | 0 | 0 | 0 | 0
Capture price = mean × capture ratio (twin) | PLN/MWh |  | 0 | 0 | 0 | 0 | 892.1445 | 908.8982 | 921.9966 | 937.0556 | 952.7674 | 955.6346 | 960.5377 | 972.6327 | 974.4341 | 978.5923 | 977.8986 | 976.8267 | 975.2406 | 973.0191 | 978.2797 | 978.0328 | 975.4697 | 976.0244 | 976.9778 | 974.3938 | 974.374 | 974.3542 | 974.2235 | 974.2098 | 974.1961 | 974.1824 | 974.1687 | 974.992 | 974.982 | 973.4177 | 0 | 0 | 0 | 0 | 0 | 0 | 0 | 0 | 0 | 0 | 0 | 0 | 0 | 0 | 0 | 0 | 0 | 0 | 0 | 0 | 0 | 0 | 0 | 0 | 0 | 0 | 0 | 0 | 0 | 0 | 0 | 0 | 0 | 0 | 0 | 0
Market revenue | m PLN | 2823.9991 | 0 | 0 | 0 | 0 | 143.149 | 132.8855 | 125.3408 | 117.2397 | 109.1586 | 106.2188 | 102.3837 | 96.1885 | 94.145 | 91.1999 | 90.5779 | 89.9218 | 89.4978 | 89.0167 | 87.2674 | 86.1305 | 85.9047 | 84.8409 | 83.81 | 83.5884 | 83.5867 | 83.585 | 83.5738 | 83.5726 | 83.5714 | 83.5702 | 83.5691 | 83.3618 | 83.361 | 83.7821 | 0 | 0 | 0 | 0 | 0 | 0 | 0 | 0 | 0 | 0 | 0 | 0 | 0 | 0 | 0 | 0 | 0 | 0 | 0 | 0 | 0 | 0 | 0 | 0 | 0 | 0 | 0 | 0 | 0 | 0 | 0 | 0 | 0 | 0 | 0 | 0
CfD difference payment | m PLN | 0 | 0 | 0 | 0 | 0 | 0 | 0 | 0 | 0 | 0 | 0 | 0 | 0 | 0 | 0 | 0 | 0 | 0 | 0 | 0 | 0 | 0 | 0 | 0 | 0 | 0 | 0 | 0 | 0 | 0 | 0 | 0 | 0 | 0 | 0 | 0 | 0 | 0 | 0 | 0 | 0 | 0 | 0 | 0 | 0 | 0 | 0 | 0 | 0 | 0 | 0 | 0 | 0 | 0 | 0 | 0 | 0 | 0 | 0 | 0 | 0 | 0 | 0 | 0 | 0 | 0 | 0 | 0 | 0 | 0 | 0
Capacity-market revenue | m PLN | 0 | 0 | 0 | 0 | 0 | 0 | 0 | 0 | 0 | 0 | 0 | 0 | 0 | 0 | 0 | 0 | 0 | 0 | 0 | 0 | 0 | 0 | 0 | 0 | 0 | 0 | 0 | 0 | 0 | 0 | 0 | 0 | 0 | 0 | 0 | 0 | 0 | 0 | 0 | 0 | 0 | 0 | 0 | 0 | 0 | 0 | 0 | 0 | 0 | 0 | 0 | 0 | 0 | 0 | 0 | 0 | 0 | 0 | 0 | 0 | 0 | 0 | 0 | 0 | 0 | 0 | 0 | 0 | 0 | 0 | 0
Balancing-services revenue | m PLN | 360 | 0 | 0 | 0 | 0 | 12 | 12 | 12 | 12 | 12 | 12 | 12 | 12 | 12 | 12 | 12 | 12 | 12 | 12 | 12 | 12 | 12 | 12 | 12 | 12 | 12 | 12 | 12 | 12 | 12 | 12 | 12 | 12 | 12 | 12 | 0 | 0 | 0 | 0 | 0 | 0 | 0 | 0 | 0 | 0 | 0 | 0 | 0 | 0 | 0 | 0 | 0 | 0 | 0 | 0 | 0 | 0 | 0 | 0 | 0 | 0 | 0 | 0 | 0 | 0 | 0 | 0 | 0 | 0 | 0 | 0
Total revenue | m PLN | 3183.9991 | 0 | 0 | 0 | 0 | 155.149 | 144.8855 | 137.3408 | 129.2397 | 121.1586 | 118.2188 | 114.3837 | 108.1885 | 106.145 | 103.1999 | 102.5779 | 101.9218 | 101.4978 | 101.0167 | 99.2674 | 98.1305 | 97.9047 | 96.8409 | 95.81 | 95.5884 | 95.5867 | 95.585 | 95.5738 | 95.5726 | 95.5714 | 95.5702 | 95.5691 | 95.3618 | 95.361 | 95.7821 | 0 | 0 | 0 | 0 | 0 | 0 | 0 | 0 | 0 | 0 | 0 | 0 | 0 | 0 | 0 | 0 | 0 | 0 | 0 | 0 | 0 | 0 | 0 | 0 | 0 | 0 | 0 | 0 | 0 | 0 | 0 | 0 | 0 | 0 | 0 | 0
6. Operating costs (m PLN)
Heat input (twin heat rate incl. no-load & start fuel) | MWh_th | 7457555.9344 | 0 | 0 | 0 | 0 | 409036.85 | 372156.4783 | 345546.22 | 317957.16 | 290937.8502 | 282019.0675 | 270609.4536 | 250638.977 | 244722.3398 | 236066.5188 | 234707.8836 | 233393.0753 | 232735.6712 | 231968.6997 | 226424.5915 | 223327.4876 | 223327.4876 | 220434.9095 | 217761.466 | 217761.466 | 217761.466 | 217761.466 | 217688.4211 | 217688.4211 | 217688.4211 | 217688.4211 | 217688.4211 | 216914.1451 | 216914.1451 | 218228.9534 | 0 | 0 | 0 | 0 | 0 | 0 | 0 | 0 | 0 | 0 | 0 | 0 | 0 | 0 | 0 | 0 | 0 | 0 | 0 | 0 | 0 | 0 | 0 | 0 | 0 | 0 | 0 | 0 | 0 | 0 | 0 | 0 | 0 | 0 | 0 | 0
Gas cost | m PLN | 1006.7701 | 0 | 0 | 0 | 0 | 55.22 | 50.2411 | 46.6487 | 42.9242 | 39.2766 | 38.0726 | 36.5323 | 33.8363 | 33.0375 | 31.869 | 31.6856 | 31.5081 | 31.4193 | 31.3158 | 30.5673 | 30.1492 | 30.1492 | 29.7587 | 29.3978 | 29.3978 | 29.3978 | 29.3978 | 29.3879 | 29.3879 | 29.3879 | 29.3879 | 29.3879 | 29.2834 | 29.2834 | 29.4609 | 0 | 0 | 0 | 0 | 0 | 0 | 0 | 0 | 0 | 0 | 0 | 0 | 0 | 0 | 0 | 0 | 0 | 0 | 0 | 0 | 0 | 0 | 0 | 0 | 0 | 0 | 0 | 0 | 0 | 0 | 0 | 0 | 0 | 0 | 0 | 0
CO2 emissions | t | 1495985.7204 | 0 | 0 | 0 | 0 | 82052.7921 | 74654.5895 | 69316.5717 | 63782.2063 | 58362.1328 | 56573.0249 | 54284.2564 | 50278.1788 | 49091.3014 | 47354.9437 | 47082.4014 | 46818.6509 | 46686.7756 | 46532.9212 | 45420.7731 | 44799.494 | 44799.494 | 44219.2428 | 43682.9501 | 43682.9501 | 43682.9501 | 43682.9501 | 43668.2973 | 43668.2973 | 43668.2973 | 43668.2973 | 43668.2973 | 43512.9775 | 43512.9775 | 43776.728 | 0 | 0 | 0 | 0 | 0 | 0 | 0 | 0 | 0 | 0 | 0 | 0 | 0 | 0 | 0 | 0 | 0 | 0 | 0 | 0 | 0 | 0 | 0 | 0 | 0 | 0 | 0 | 0 | 0 | 0 | 0 | 0 | 0 | 0 | 0 | 0
CO2 cost (EUA) | m PLN | 942.7592 | 0 | 0 | 0 | 0 | 42.9625 | 40.7175 | 39.3184 | 37.5706 | 35.6512 | 35.052 | 34.1076 | 32.0293 | 31.7016 | 30.9936 | 30.8152 | 30.6426 | 30.5563 | 30.4556 | 29.7277 | 29.321 | 29.321 | 28.9413 | 28.5903 | 28.5903 | 28.5903 | 28.5903 | 28.5807 | 28.5807 | 28.5807 | 28.5807 | 28.5807 | 28.479 | 28.479 | 28.6516 | 0 | 0 | 0 | 0 | 0 | 0 | 0 | 0 | 0 | 0 | 0 | 0 | 0 | 0 | 0 | 0 | 0 | 0 | 0 | 0 | 0 | 0 | 0 | 0 | 0 | 0 | 0 | 0 | 0 | 0 | 0 | 0 | 0 | 0 | 0 | 0
Variable O&M | m PLN | 58.7613 | 0 | 0 | 0 | 0 | 3.2091 | 2.9241 | 2.7189 | 2.5023 | 2.2914 | 2.223 | 2.1318 | 1.9779 | 1.9323 | 1.8639 | 1.8525 | 1.8411 | 1.8354 | 1.8297 | 1.7841 | 1.7613 | 1.7613 | 1.7385 | 1.7157 | 1.7157 | 1.7157 | 1.7157 | 1.7157 | 1.7157 | 1.7157 | 1.7157 | 1.7157 | 1.71 | 1.71 | 1.7214 | 0 | 0 | 0 | 0 | 0 | 0 | 0 | 0 | 0 | 0 | 0 | 0 | 0 | 0 | 0 | 0 | 0 | 0 | 0 | 0 | 0 | 0 | 0 | 0 | 0 | 0 | 0 | 0 | 0 | 0 | 0 | 0 | 0 | 0 | 0 | 0
Start-up costs (wear; twin) | m PLN | 112.721 | 0 | 0 | 0 | 0 | 5.5887 | 5.166 | 4.9986 | 4.6626 | 4.2402 | 4.1973 | 3.9881 | 3.6474 | 3.6883 | 3.6036 | 3.6036 | 3.5627 | 3.5627 | 3.52 | 3.5609 | 3.4751 | 3.4751 | 3.4331 | 3.3922 | 3.3922 | 3.3922 | 3.3922 | 3.3922 | 3.3922 | 3.3922 | 3.3922 | 3.3922 | 3.3922 | 3.3922 | 3.4331 | 0 | 0 | 0 | 0 | 0 | 0 | 0 | 0 | 0 | 0 | 0 | 0 | 0 | 0 | 0 | 0 | 0 | 0 | 0 | 0 | 0 | 0 | 0 | 0 | 0 | 0 | 0 | 0 | 0 | 0 | 0 | 0 | 0 | 0 | 0 | 0
Decommissioning fund | m PLN | 0 | 0 | 0 | 0 | 0 | 0 | 0 | 0 | 0 | 0 | 0 | 0 | 0 | 0 | 0 | 0 | 0 | 0 | 0 | 0 | 0 | 0 | 0 | 0 | 0 | 0 | 0 | 0 | 0 | 0 | 0 | 0 | 0 | 0 | 0 | 0 | 0 | 0 | 0 | 0 | 0 | 0 | 0 | 0 | 0 | 0 | 0 | 0 | 0 | 0 | 0 | 0 | 0 | 0 | 0 | 0 | 0 | 0 | 0 | 0 | 0 | 0 | 0 | 0 | 0 | 0 | 0 | 0 | 0 | 0 | 0
Fixed O&M incl. LTSA | m PLN | 495 | 0 | 0 | 0 | 0 | 16.5 | 16.5 | 16.5 | 16.5 | 16.5 | 16.5 | 16.5 | 16.5 | 16.5 | 16.5 | 16.5 | 16.5 | 16.5 | 16.5 | 16.5 | 16.5 | 16.5 | 16.5 | 16.5 | 16.5 | 16.5 | 16.5 | 16.5 | 16.5 | 16.5 | 16.5 | 16.5 | 16.5 | 16.5 | 16.5 | 0 | 0 | 0 | 0 | 0 | 0 | 0 | 0 | 0 | 0 | 0 | 0 | 0 | 0 | 0 | 0 | 0 | 0 | 0 | 0 | 0 | 0 | 0 | 0 | 0 | 0 | 0 | 0 | 0 | 0 | 0 | 0 | 0 | 0 | 0 | 0
memo: staff cost inside fixed O&M | m PLN | 90 | 0 | 0 | 0 | 0 | 3 | 3 | 3 | 3 | 3 | 3 | 3 | 3 | 3 | 3 | 3 | 3 | 3 | 3 | 3 | 3 | 3 | 3 | 3 | 3 | 3 | 3 | 3 | 3 | 3 | 3 | 3 | 3 | 3 | 3 | 0 | 0 | 0 | 0 | 0 | 0 | 0 | 0 | 0 | 0 | 0 | 0 | 0 | 0 | 0 | 0 | 0 | 0 | 0 | 0 | 0 | 0 | 0 | 0 | 0 | 0 | 0 | 0 | 0 | 0 | 0 | 0 | 0 | 0 | 0 | 0
Sustaining capex | m PLN | 0 | 0 | 0 | 0 | 0 | 0 | 0 | 0 | 0 | 0 | 0 | 0 | 0 | 0 | 0 | 0 | 0 | 0 | 0 | 0 | 0 | 0 | 0 | 0 | 0 | 0 | 0 | 0 | 0 | 0 | 0 | 0 | 0 | 0 | 0 | 0 | 0 | 0 | 0 | 0 | 0 | 0 | 0 | 0 | 0 | 0 | 0 | 0 | 0 | 0 | 0 | 0 | 0 | 0 | 0 | 0 | 0 | 0 | 0 | 0 | 0 | 0 | 0 | 0 | 0 | 0 | 0 | 0 | 0 | 0 | 0
Gas exit-capacity booking (Gaz-System) | m PLN | 315 | 0 | 0 | 0 | 0 | 10.5 | 10.5 | 10.5 | 10.5 | 10.5 | 10.5 | 10.5 | 10.5 | 10.5 | 10.5 | 10.5 | 10.5 | 10.5 | 10.5 | 10.5 | 10.5 | 10.5 | 10.5 | 10.5 | 10.5 | 10.5 | 10.5 | 10.5 | 10.5 | 10.5 | 10.5 | 10.5 | 10.5 | 10.5 | 10.5 | 0 | 0 | 0 | 0 | 0 | 0 | 0 | 0 | 0 | 0 | 0 | 0 | 0 | 0 | 0 | 0 | 0 | 0 | 0 | 0 | 0 | 0 | 0 | 0 | 0 | 0 | 0 | 0 | 0 | 0 | 0 | 0 | 0 | 0 | 0 | 0
Property tax (2 % of budowle value) | m PLN | 73.44 | 0 | 0 | 0 | 0 | 2.448 | 2.448 | 2.448 | 2.448 | 2.448 | 2.448 | 2.448 | 2.448 | 2.448 | 2.448 | 2.448 | 2.448 | 2.448 | 2.448 | 2.448 | 2.448 | 2.448 | 2.448 | 2.448 | 2.448 | 2.448 | 2.448 | 2.448 | 2.448 | 2.448 | 2.448 | 2.448 | 2.448 | 2.448 | 2.448 | 0 | 0 | 0 | 0 | 0 | 0 | 0 | 0 | 0 | 0 | 0 | 0 | 0 | 0 | 0 | 0 | 0 | 0 | 0 | 0 | 0 | 0 | 0 | 0 | 0 | 0 | 0 | 0 | 0 | 0 | 0 | 0 | 0 | 0 | 0 | 0
URE licence fee | m PLN | 15.92 | 0 | 0 | 0 | 0 | 0.77575 | 0.72443 | 0.6867 | 0.6462 | 0.60579 | 0.59109 | 0.57192 | 0.54094 | 0.53072 | 0.516 | 0.51289 | 0.50961 | 0.50749 | 0.50508 | 0.49634 | 0.49065 | 0.48952 | 0.4842 | 0.47905 | 0.47794 | 0.47793 | 0.47792 | 0.47787 | 0.47786 | 0.47786 | 0.47785 | 0.47785 | 0.47681 | 0.4768 | 0.47891 | 0 | 0 | 0 | 0 | 0 | 0 | 0 | 0 | 0 | 0 | 0 | 0 | 0 | 0 | 0 | 0 | 0 | 0 | 0 | 0 | 0 | 0 | 0 | 0 | 0 | 0 | 0 | 0 | 0 | 0 | 0 | 0 | 0 | 0 | 0 | 0
Total opex | m PLN | 3020.3716 | 0 | 0 | 0 | 0 | 137.204 | 129.2212 | 123.8193 | 117.754 | 111.5132 | 109.5839 | 106.7797 | 101.4798 | 100.3385 | 98.2941 | 97.9178 | 97.5121 | 97.3292 | 97.0741 | 95.5843 | 94.6453 | 94.6442 | 93.8038 | 93.023 | 93.0219 | 93.0219 | 93.0219 | 93.0024 | 93.0024 | 93.0023 | 93.0023 | 93.0023 | 92.7894 | 92.7894 | 93.194 | 0 | 0 | 0 | 0 | 0 | 0 | 0 | 0 | 0 | 0 | 0 | 0 | 0 | 0 | 0 | 0 | 0 | 0 | 0 | 0 | 0 | 0 | 0 | 0 | 0 | 0 | 0 | 0 | 0 | 0 | 0 | 0 | 0 | 0 | 0 | 0
EBITDA | m PLN | 163.6275 | 0 | 0 | 0 | 0 | 17.945 | 15.6643 | 13.5215 | 11.4858 | 9.6454 | 8.6348 | 7.604 | 6.7087 | 5.8065 | 4.9058 | 4.6601 | 4.4097 | 4.1687 | 3.9426 | 3.6831 | 3.4851 | 3.2605 | 3.0371 | 2.7871 | 2.5665 | 2.5648 | 2.5631 | 2.5714 | 2.5702 | 2.5691 | 2.5679 | 2.5667 | 2.5724 | 2.5715 | 2.5881 | 0 | 0 | 0 | 0 | 0 | 0 | 0 | 0 | 0 | 0 | 0 | 0 | 0 | 0 | 0 | 0 | 0 | 0 | 0 | 0 | 0 | 0 | 0 | 0 | 0 | 0 | 0 | 0 | 0 | 0 | 0 | 0 | 0 | 0 | 0 | 0
End-of-life demolition provision | m PLN | 51 | 0 | 0 | 0 | 0 | 0 | 0 | 0 | 0 | 0 | 0 | 0 | 0 | 0 | 0 | 0 | 0 | 0 | 0 | 0 | 0 | 0 | 0 | 0 | 0 | 0 | 0 | 0 | 0 | 0 | 0 | 0 | 0 | 0 | 51 | 0 | 0 | 0 | 0 | 0 | 0 | 0 | 0 | 0 | 0 | 0 | 0 | 0 | 0 | 0 | 0 | 0 | 0 | 0 | 0 | 0 | 0 | 0 | 0 | 0 | 0 | 0 | 0 | 0 | 0 | 0 | 0 | 0 | 0 | 0 | 0
7. Tax (Polish CIT, straight-line KŚT depreciation, loss carry-forward)
Depreciation — KŚT group (b) | m PLN | 84.375 | 0 | 0 | 0 | 0 | 2.8125 | 2.8125 | 2.8125 | 2.8125 | 2.8125 | 2.8125 | 2.8125 | 2.8125 | 2.8125 | 2.8125 | 2.8125 | 2.8125 | 2.8125 | 2.8125 | 2.8125 | 2.8125 | 2.8125 | 2.8125 | 2.8125 | 2.8125 | 2.8125 | 2.8125 | 2.8125 | 2.8125 | 2.8125 | 2.8125 | 2.8125 | 2.8125 | 2.8125 | 2.8125 | 0 | 0 | 0 | 0 | 0 | 0 | 0 | 0 | 0 | 0 | 0 | 0 | 0 | 0 | 0 | 0 | 0 | 0 | 0 | 0 | 0 | 0 | 0 | 0 | 0 | 0 | 0 | 0 | 0 | 0 | 0 | 0 | 0 | 0 | 0 | 0
Depreciation — KŚT group (s) | m PLN | 112.5 | 0 | 0 | 0 | 0 | 5.0625 | 5.0625 | 5.0625 | 5.0625 | 5.0625 | 5.0625 | 5.0625 | 5.0625 | 5.0625 | 5.0625 | 5.0625 | 5.0625 | 5.0625 | 5.0625 | 5.0625 | 5.0625 | 5.0625 | 5.0625 | 5.0625 | 5.0625 | 5.0625 | 5.0625 | 1.125 | 0 | 0 | 0 | 0 | 0 | 0 | 0 | 0 | 0 | 0 | 0 | 0 | 0 | 0 | 0 | 0 | 0 | 0 | 0 | 0 | 0 | 0 | 0 | 0 | 0 | 0 | 0 | 0 | 0 | 0 | 0 | 0 | 0 | 0 | 0 | 0 | 0 | 0 | 0 | 0 | 0 | 0 | 0
Depreciation — KŚT group (t) | m PLN | 731.25 | 0 | 0 | 0 | 0 | 51.1875 | 51.1875 | 51.1875 | 51.1875 | 51.1875 | 51.1875 | 51.1875 | 51.1875 | 51.1875 | 51.1875 | 51.1875 | 51.1875 | 51.1875 | 51.1875 | 14.625 | 0 | 0 | 0 | 0 | 0 | 0 | 0 | 0 | 0 | 0 | 0 | 0 | 0 | 0 | 0 | 0 | 0 | 0 | 0 | 0 | 0 | 0 | 0 | 0 | 0 | 0 | 0 | 0 | 0 | 0 | 0 | 0 | 0 | 0 | 0 | 0 | 0 | 0 | 0 | 0 | 0 | 0 | 0 | 0 | 0 | 0 | 0 | 0 | 0 | 0 | 0
Depreciation — KŚT group (d) | m PLN | 168.75 | 0 | 0 | 0 | 0 | 16.875 | 16.875 | 16.875 | 16.875 | 16.875 | 16.875 | 16.875 | 16.875 | 16.875 | 16.875 | 0 | 0 | 0 | 0 | 0 | 0 | 0 | 0 | 0 | 0 | 0 | 0 | 0 | 0 | 0 | 0 | 0 | 0 | 0 | 0 | 0 | 0 | 0 | 0 | 0 | 0 | 0 | 0 | 0 | 0 | 0 | 0 | 0 | 0 | 0 | 0 | 0 | 0 | 0 | 0 | 0 | 0 | 0 | 0 | 0 | 0 | 0 | 0 | 0 | 0 | 0 | 0 | 0 | 0 | 0 | 0
Total tax depreciation | m PLN | 1096.875 | 0 | 0 | 0 | 0 | 75.9375 | 75.9375 | 75.9375 | 75.9375 | 75.9375 | 75.9375 | 75.9375 | 75.9375 | 75.9375 | 75.9375 | 59.0625 | 59.0625 | 59.0625 | 59.0625 | 22.5 | 7.875 | 7.875 | 7.875 | 7.875 | 7.875 | 7.875 | 7.875 | 3.9375 | 2.8125 | 2.8125 | 2.8125 | 2.8125 | 2.8125 | 2.8125 | 2.8125 | 0 | 0 | 0 | 0 | 0 | 0 | 0 | 0 | 0 | 0 | 0 | 0 | 0 | 0 | 0 | 0 | 0 | 0 | 0 | 0 | 0 | 0 | 0 | 0 | 0 | 0 | 0 | 0 | 0 | 0 | 0 | 0 | 0 | 0 | 0 | 0
Taxable EBIT (EBITDA − depreciation − provisions) | m PLN | -984.2475 | 0 | 0 | 0 | 0 | -57.9925 | -60.2732 | -62.416 | -64.4517 | -66.2921 | -67.3027 | -68.3335 | -69.2288 | -70.131 | -71.0317 | -54.4024 | -54.6528 | -54.8938 | -55.1199 | -18.8169 | -4.3899 | -4.6145 | -4.8379 | -5.0879 | -5.3085 | -5.3102 | -5.3119 | -1.3661 | -0.24226 | -0.24343 | -0.2446 | -0.24577 | -0.2401 | -0.24095 | -51.2244 | 0 | 0 | 0 | 0 | 0 | 0 | 0 | 0 | 0 | 0 | 0 | 0 | 0 | 0 | 0 | 0 | 0 | 0 | 0 | 0 | 0 | 0 | 0 | 0 | 0 | 0 | 0 | 0 | 0 | 0 | 0 | 0 | 0 | 0 | 0 | 0
Loss utilisation (50 % cap per year, simplified pool) | m PLN |  | 0 | 0 | 0 | 0 | 0 | 0 | 0 | 0 | 0 | 0 | 0 | 0 | 0 | 0 | 0 | 0 | 0 | 0 | 0 | 0 | 0 | 0 | 0 | 0 | 0 | 0 | 0 | 0 | 0 | 0 | 0 | 0 | 0 | 0 | 0 | 0 | 0 | 0 | 0 | 0 | 0 | 0 | 0 | 0 | 0 | 0 | 0 | 0 | 0 | 0 | 0 | 0 | 0 | 0 | 0 | 0 | 0 | 0 | 0 | 0 | 0 | 0 | 0 | 0 | 0 | 0 | 0 | 0 | 0 | 0
Loss pool carried forward (EoY) | m PLN |  | 0 | 0 | 0 | 0 | 57.9925 | 118.2657 | 180.6817 | 245.1335 | 311.4256 | 378.7282 | 447.0617 | 516.2905 | 586.4215 | 657.4532 | 711.8557 | 766.5084 | 821.4023 | 876.5222 | 895.3391 | 899.729 | 904.3434 | 909.1813 | 914.2693 | 919.5778 | 924.888 | 930.1999 | 931.566 | 931.8082 | 932.0517 | 932.2963 | 932.542 | 932.7821 | 933.0231 | 984.2475 | 984.2475 | 984.2475 | 984.2475 | 984.2475 | 984.2475 | 984.2475 | 984.2475 | 984.2475 | 984.2475 | 984.2475 | 984.2475 | 984.2475 | 984.2475 | 984.2475 | 984.2475 | 984.2475 | 984.2475 | 984.2475 | 984.2475 | 984.2475 | 984.2475 | 984.2475 | 984.2475 | 984.2475 | 984.2475 | 984.2475 | 984.2475 | 984.2475 | 984.2475 | 984.2475 | 984.2475 | 984.2475 | 984.2475 | 984.2475 | 984.2475 | 984.2475
Taxable income | m PLN | 0 | 0 | 0 | 0 | 0 | 0 | 0 | 0 | 0 | 0 | 0 | 0 | 0 | 0 | 0 | 0 | 0 | 0 | 0 | 0 | 0 | 0 | 0 | 0 | 0 | 0 | 0 | 0 | 0 | 0 | 0 | 0 | 0 | 0 | 0 | 0 | 0 | 0 | 0 | 0 | 0 | 0 | 0 | 0 | 0 | 0 | 0 | 0 | 0 | 0 | 0 | 0 | 0 | 0 | 0 | 0 | 0 | 0 | 0 | 0 | 0 | 0 | 0 | 0 | 0 | 0 | 0 | 0 | 0 | 0 | 0
CIT | m PLN | 0 | 0 | 0 | 0 | 0 | 0 | 0 | 0 | 0 | 0 | 0 | 0 | 0 | 0 | 0 | 0 | 0 | 0 | 0 | 0 | 0 | 0 | 0 | 0 | 0 | 0 | 0 | 0 | 0 | 0 | 0 | 0 | 0 | 0 | 0 | 0 | 0 | 0 | 0 | 0 | 0 | 0 | 0 | 0 | 0 | 0 | 0 | 0 | 0 | 0 | 0 | 0 | 0 | 0 | 0 | 0 | 0 | 0 | 0 | 0 | 0 | 0 | 0 | 0 | 0 | 0 | 0 | 0 | 0 | 0 | 0
8. Cash flow and valuation (m PLN)
Pre-tax free cash flow | m PLN | -1012.3725 | 0 | 0 | -450 | -675 | 17.945 | 15.6643 | 13.5215 | 11.4858 | 9.6454 | 8.6348 | 7.604 | 6.7087 | 5.8065 | 4.9058 | 4.6601 | 4.4097 | 4.1687 | 3.9426 | 3.6831 | 3.4851 | 3.2605 | 3.0371 | 2.7871 | 2.5665 | 2.5648 | 2.5631 | 2.5714 | 2.5702 | 2.5691 | 2.5679 | 2.5667 | 2.5724 | 2.5715 | -48.4119 | 0 | 0 | 0 | 0 | 0 | 0 | 0 | 0 | 0 | 0 | 0 | 0 | 0 | 0 | 0 | 0 | 0 | 0 | 0 | 0 | 0 | 0 | 0 | 0 | 0 | 0 | 0 | 0 | 0 | 0 | 0 | 0 | 0 | 0 | 0 | 0
Post-tax free cash flow (unlevered) | m PLN | -1012.3725 | 0 | 0 | -450 | -675 | 17.945 | 15.6643 | 13.5215 | 11.4858 | 9.6454 | 8.6348 | 7.604 | 6.7087 | 5.8065 | 4.9058 | 4.6601 | 4.4097 | 4.1687 | 3.9426 | 3.6831 | 3.4851 | 3.2605 | 3.0371 | 2.7871 | 2.5665 | 2.5648 | 2.5631 | 2.5714 | 2.5702 | 2.5691 | 2.5679 | 2.5667 | 2.5724 | 2.5715 | -48.4119 | 0 | 0 | 0 | 0 | 0 | 0 | 0 | 0 | 0 | 0 | 0 | 0 | 0 | 0 | 0 | 0 | 0 | 0 | 0 | 0 | 0 | 0 | 0 | 0 | 0 | 0 | 0 | 0 | 0 | 0 | 0 | 0 | 0 | 0 | 0 | 0
Cumulative post-tax FCF | m PLN |  | 0 | 0 | -450 | -1125 | -1107.055 | -1091.3907 | -1077.8692 | -1066.3835 | -1056.7381 | -1048.1032 | -1040.4992 | -1033.7905 | -1027.984 | -1023.0782 | -1018.4182 | -1014.0084 | -1009.8398 | -1005.8972 | -1002.2141 | -998.729 | -995.4684 | -992.4313 | -989.6443 | -987.0778 | -984.513 | -981.9499 | -979.3785 | -976.8082 | -974.2392 | -971.6713 | -969.1045 | -966.5321 | -963.9606 | -1012.3725 | -1012.3725 | -1012.3725 | -1012.3725 | -1012.3725 | -1012.3725 | -1012.3725 | -1012.3725 | -1012.3725 | -1012.3725 | -1012.3725 | -1012.3725 | -1012.3725 | -1012.3725 | -1012.3725 | -1012.3725 | -1012.3725 | -1012.3725 | -1012.3725 | -1012.3725 | -1012.3725 | -1012.3725 | -1012.3725 | -1012.3725 | -1012.3725 | -1012.3725 | -1012.3725 | -1012.3725 | -1012.3725 | -1012.3725 | -1012.3725 | -1012.3725 | -1012.3725 | -1012.3725 | -1012.3725 | -1012.3725 | -1012.3725
Discounted post-tax FCF | m PLN | -998.1767 | 0 | 0 | -450 | -630.8411 | 15.6739 | 12.7867 | 10.3155 | 8.1892 | 6.4271 | 5.3773 | 4.4256 | 3.6491 | 2.9517 | 2.3307 | 2.0691 | 1.8299 | 1.6167 | 1.429 | 1.2476 | 1.1033 | 0.96467 | 0.83979 | 0.72023 | 0.61984 | 0.57891 | 0.54068 | 0.50694 | 0.47356 | 0.44238 | 0.41325 | 0.38604 | 0.36158 | 0.33782 | -5.9437 | 0 | 0 | 0 | 0 | 0 | 0 | 0 | 0 | 0 | 0 | 0 | 0 | 0 | 0 | 0 | 0 | 0 | 0 | 0 | 0 | 0 | 0 | 0 | 0 | 0 | 0 | 0 | 0 | 0 | 0 | 0 | 0 | 0 | 0 | 0 | 0
NPV post-tax @ WACC (m PLN) |  | -998.1767
NPV pre-tax @ WACC (m PLN) |  | -998.1767
IRR post-tax (real) |  | n/a
PV of generation (MWh) |  | 1251813.4191
PV of all costs (capex + opex + provisions) |  | 2325.8309
PV capex |  | 1080.8411
PV fixed O&M |  | 191.3544
PV fuel |  | 429.177
PV CO2 |  | 389.3193
PV variable O&M + starts |  | 72.0784
PV decommissioning fund / provision |  | 6.2614
PV sustaining capex |  | 0
PV property tax + licence + gas booking |  | 156.7993
PV of revenue |  | 1327.6543
LCOE (PLN/MWh) |  | 1857.9693
Levelised revenue (PLN/MWh) |  | 1060.5848
Average capacity factor |  | 3.727%
PV of CfD payments / capacity support (m PLN) |  | 0
Required premium PLN/MWh on all output (post-tax ≈; NPV=0) |  | 984.4254
9. Fiscal flows — local government and State (m PLN)
Property tax → host gmina (Stalowa Wola) | m PLN | 73.44 | 0 | 0 | 0 | 0 | 2.448 | 2.448 | 2.448 | 2.448 | 2.448 | 2.448 | 2.448 | 2.448 | 2.448 | 2.448 | 2.448 | 2.448 | 2.448 | 2.448 | 2.448 | 2.448 | 2.448 | 2.448 | 2.448 | 2.448 | 2.448 | 2.448 | 2.448 | 2.448 | 2.448 | 2.448 | 2.448 | 2.448 | 2.448 | 2.448 | 0 | 0 | 0 | 0 | 0 | 0 | 0 | 0 | 0 | 0 | 0 | 0 | 0 | 0 | 0 | 0 | 0 | 0 | 0 | 0 | 0 | 0 | 0 | 0 | 0 | 0 | 0 | 0 | 0 | 0 | 0 | 0 | 0 | 0 | 0 | 0
Property tax → bordering gminas (art. 50) | m PLN | 0 | 0 | 0 | 0 | 0 | 0 | 0 | 0 | 0 | 0 | 0 | 0 | 0 | 0 | 0 | 0 | 0 | 0 | 0 | 0 | 0 | 0 | 0 | 0 | 0 | 0 | 0 | 0 | 0 | 0 | 0 | 0 | 0 | 0 | 0 | 0 | 0 | 0 | 0 | 0 | 0 | 0 | 0 | 0 | 0 | 0 | 0 | 0 | 0 | 0 | 0 | 0 | 0 | 0 | 0 | 0 | 0 | 0 | 0 | 0 | 0 | 0 | 0 | 0 | 0 | 0 | 0 | 0 | 0 | 0 | 0
CIT-income share → gmina | m PLN | 0 | 0 | 0 | 0 | 0 | 0 | 0 | 0 | 0 | 0 | 0 | 0 | 0 | 0 | 0 | 0 | 0 | 0 | 0 | 0 | 0 | 0 | 0 | 0 | 0 | 0 | 0 | 0 | 0 | 0 | 0 | 0 | 0 | 0 | 0 | 0 | 0 | 0 | 0 | 0 | 0 | 0 | 0 | 0 | 0 | 0 | 0 | 0 | 0 | 0 | 0 | 0 | 0 | 0 | 0 | 0 | 0 | 0 | 0 | 0 | 0 | 0 | 0 | 0 | 0 | 0 | 0 | 0 | 0 | 0 | 0
CIT-income share → powiat | m PLN | 0 | 0 | 0 | 0 | 0 | 0 | 0 | 0 | 0 | 0 | 0 | 0 | 0 | 0 | 0 | 0 | 0 | 0 | 0 | 0 | 0 | 0 | 0 | 0 | 0 | 0 | 0 | 0 | 0 | 0 | 0 | 0 | 0 | 0 | 0 | 0 | 0 | 0 | 0 | 0 | 0 | 0 | 0 | 0 | 0 | 0 | 0 | 0 | 0 | 0 | 0 | 0 | 0 | 0 | 0 | 0 | 0 | 0 | 0 | 0 | 0 | 0 | 0 | 0 | 0 | 0 | 0 | 0 | 0 | 0 | 0
CIT-income share → województwo | m PLN | 0 | 0 | 0 | 0 | 0 | 0 | 0 | 0 | 0 | 0 | 0 | 0 | 0 | 0 | 0 | 0 | 0 | 0 | 0 | 0 | 0 | 0 | 0 | 0 | 0 | 0 | 0 | 0 | 0 | 0 | 0 | 0 | 0 | 0 | 0 | 0 | 0 | 0 | 0 | 0 | 0 | 0 | 0 | 0 | 0 | 0 | 0 | 0 | 0 | 0 | 0 | 0 | 0 | 0 | 0 | 0 | 0 | 0 | 0 | 0 | 0 | 0 | 0 | 0 | 0 | 0 | 0 | 0 | 0 | 0 | 0
Gross salary per FTE (PLN/yr) |  | 166002.656
PIT income base per FTE (PLN/yr) |  | 143243.6919
PIT per FTE (PLN/yr) |  | 18237.9814
Construction worker PIT income base (PLN/yr) |  | 93193.2
PIT-income share → gmina (staff + construction workers) | m PLN | 3.5227 | 0 | 0 | 0.32618 | 0.48926 | 0.090244 | 0.090244 | 0.090244 | 0.090244 | 0.090244 | 0.090244 | 0.090244 | 0.090244 | 0.090244 | 0.090244 | 0.090244 | 0.090244 | 0.090244 | 0.090244 | 0.090244 | 0.090244 | 0.090244 | 0.090244 | 0.090244 | 0.090244 | 0.090244 | 0.090244 | 0.090244 | 0.090244 | 0.090244 | 0.090244 | 0.090244 | 0.090244 | 0.090244 | 0.090244 | 0 | 0 | 0 | 0 | 0 | 0 | 0 | 0 | 0 | 0 | 0 | 0 | 0 | 0 | 0 | 0 | 0 | 0 | 0 | 0 | 0 | 0 | 0 | 0 | 0 | 0 | 0 | 0 | 0 | 0 | 0 | 0 | 0 | 0 | 0 | 0
PIT-income share → powiat | m PLN | 1.0065 | 0 | 0 | 0.093193 | 0.13979 | 0.025784 | 0.025784 | 0.025784 | 0.025784 | 0.025784 | 0.025784 | 0.025784 | 0.025784 | 0.025784 | 0.025784 | 0.025784 | 0.025784 | 0.025784 | 0.025784 | 0.025784 | 0.025784 | 0.025784 | 0.025784 | 0.025784 | 0.025784 | 0.025784 | 0.025784 | 0.025784 | 0.025784 | 0.025784 | 0.025784 | 0.025784 | 0.025784 | 0.025784 | 0.025784 | 0 | 0 | 0 | 0 | 0 | 0 | 0 | 0 | 0 | 0 | 0 | 0 | 0 | 0 | 0 | 0 | 0 | 0 | 0 | 0 | 0 | 0 | 0 | 0 | 0 | 0 | 0 | 0 | 0 | 0 | 0 | 0 | 0 | 0 | 0 | 0
PIT-income share → województwo | m PLN | 0.13537 | 0 | 0 | 0 | 0 | 0.0045122 | 0.0045122 | 0.0045122 | 0.0045122 | 0.0045122 | 0.0045122 | 0.0045122 | 0.0045122 | 0.0045122 | 0.0045122 | 0.0045122 | 0.0045122 | 0.0045122 | 0.0045122 | 0.0045122 | 0.0045122 | 0.0045122 | 0.0045122 | 0.0045122 | 0.0045122 | 0.0045122 | 0.0045122 | 0.0045122 | 0.0045122 | 0.0045122 | 0.0045122 | 0.0045122 | 0.0045122 | 0.0045122 | 0.0045122 | 0 | 0 | 0 | 0 | 0 | 0 | 0 | 0 | 0 | 0 | 0 | 0 | 0 | 0 | 0 | 0 | 0 | 0 | 0 | 0 | 0 | 0 | 0 | 0 | 0 | 0 | 0 | 0 | 0 | 0 | 0 | 0 | 0 | 0 | 0 | 0
Total local-government revenue | m PLN | 78.1046 | 0 | 0 | 0.41937 | 0.62905 | 2.5685 | 2.5685 | 2.5685 | 2.5685 | 2.5685 | 2.5685 | 2.5685 | 2.5685 | 2.5685 | 2.5685 | 2.5685 | 2.5685 | 2.5685 | 2.5685 | 2.5685 | 2.5685 | 2.5685 | 2.5685 | 2.5685 | 2.5685 | 2.5685 | 2.5685 | 2.5685 | 2.5685 | 2.5685 | 2.5685 | 2.5685 | 2.5685 | 2.5685 | 2.5685 | 0 | 0 | 0 | 0 | 0 | 0 | 0 | 0 | 0 | 0 | 0 | 0 | 0 | 0 | 0 | 0 | 0 | 0 | 0 | 0 | 0 | 0 | 0 | 0 | 0 | 0 | 0 | 0 | 0 | 0 | 0 | 0 | 0 | 0 | 0 | 0
PIT paid by staff (State + JST, memo) | m PLN | 8.2071 | 0 | 0 | 0 | 0 | 0.27357 | 0.27357 | 0.27357 | 0.27357 | 0.27357 | 0.27357 | 0.27357 | 0.27357 | 0.27357 | 0.27357 | 0.27357 | 0.27357 | 0.27357 | 0.27357 | 0.27357 | 0.27357 | 0.27357 | 0.27357 | 0.27357 | 0.27357 | 0.27357 | 0.27357 | 0.27357 | 0.27357 | 0.27357 | 0.27357 | 0.27357 | 0.27357 | 0.27357 | 0.27357 | 0 | 0 | 0 | 0 | 0 | 0 | 0 | 0 | 0 | 0 | 0 | 0 | 0 | 0 | 0 | 0 | 0 | 0 | 0 | 0 | 0 | 0 | 0 | 0 | 0 | 0 | 0 | 0 | 0 | 0 | 0 | 0 | 0 | 0 | 0 | 0
Local revenue per operating year, average (m PLN) |  | 2.5685
CIT paid over life (m PLN) |  | 0
EUA cost over life (m PLN) |  | 942.7592
Fund contributions over life (m PLN) |  | 0
CfD payments over life (m PLN) |  | 0
Property tax host gmina over life (m PLN) |  | 73.44
Property tax neighbours over life (m PLN) |  | 0
CIT-income shares over life (m PLN) |  | 0
PIT-income shares over life (m PLN) |  | 4.6646

## Model_Engines
Gas engines 4×76.5 MW · merchant dynamic
Annual model, real PLN m (2026). Column D = totals / KPIs. Timeline columns G→. Dispatch quantities come from the Twin sheet (hourly digital twin).
Year |  |  | 2027 | 2028 | 2029 | 2030 | 2031 | 2032 | 2033 | 2034 | 2035 | 2036 | 2037 | 2038 | 2039 | 2040 | 2041 | 2042 | 2043 | 2044 | 2045 | 2046 | 2047 | 2048 | 2049 | 2050 | 2051 | 2052 | 2053 | 2054 | 2055 | 2056 | 2057 | 2058 | 2059 | 2060 | 2061 | 2062 | 2063 | 2064 | 2065 | 2066 | 2067 | 2068 | 2069 | 2070 | 2071 | 2072 | 2073 | 2074 | 2075 | 2076 | 2077 | 2078 | 2079 | 2080 | 2081 | 2082 | 2083 | 2084 | 2085 | 2086 | 2087 | 2088 | 2089 | 2090 | 2091 | 2092 | 2093 | 2094 | 2095 | 2096
1. Parameters (links to Input, selected case)
Net capacity, MW |  | 72
Overnight capex, PLN/kW |  | 3800
Construction years |  | 2
COD year |  | 2031
Life years |  | 25
FID year (COD − construction) |  | 2029
Real post-tax WACC |  | 7%
Fixed O&M, PLN/kW-yr |  | 75
Variable O&M, PLN/MWh |  | 32
EUR/PLN |  | 4.3633
CIT rate |  | 19%
Licence fee share of revenue |  | 0.5%
Staff FTE |  | 15
Loaded cost per FTE, k PLN |  | 200
Budowle share of capex |  | 12%
Property tax rate |  | 2%
Host-gmina share of property tax |  | 100%
Overnight cost, m PLN |  | 273.6
Net efficiency full load |  | 48%
CO2 factor, t/MWh_th |  | 0.2006
Gas exit-capacity booking, PLN/kW-yr |  | 35
Grid connection, PLN/kW |  | 350
Demolition provision share |  | 5%
Capacity-market de-rating |  | 0.9328
Balancing revenue, PLN/kW-yr |  | 40
Peak construction workforce |  | 72
Capacity-market price, PLN/kW-yr |  | 0
Capacity contract years |  | 17
2. Timing
Construction flag | 0/1 |  | 0 | 0 | 1 | 1 | 0 | 0 | 0 | 0 | 0 | 0 | 0 | 0 | 0 | 0 | 0 | 0 | 0 | 0 | 0 | 0 | 0 | 0 | 0 | 0 | 0 | 0 | 0 | 0 | 0 | 0 | 0 | 0 | 0 | 0 | 0 | 0 | 0 | 0 | 0 | 0 | 0 | 0 | 0 | 0 | 0 | 0 | 0 | 0 | 0 | 0 | 0 | 0 | 0 | 0 | 0 | 0 | 0 | 0 | 0 | 0 | 0 | 0 | 0 | 0 | 0 | 0 | 0 | 0 | 0 | 0
Operating flag | 0/1 |  | 0 | 0 | 0 | 0 | 1 | 1 | 1 | 1 | 1 | 1 | 1 | 1 | 1 | 1 | 1 | 1 | 1 | 1 | 1 | 1 | 1 | 1 | 1 | 1 | 1 | 1 | 1 | 1 | 1 | 0 | 0 | 0 | 0 | 0 | 0 | 0 | 0 | 0 | 0 | 0 | 0 | 0 | 0 | 0 | 0 | 0 | 0 | 0 | 0 | 0 | 0 | 0 | 0 | 0 | 0 | 0 | 0 | 0 | 0 | 0 | 0 | 0 | 0 | 0 | 0 | 0 | 0 | 0 | 0 | 0
Operating year k | # |  | 0 | 0 | 0 | 0 | 1 | 2 | 3 | 4 | 5 | 6 | 7 | 8 | 9 | 10 | 11 | 12 | 13 | 14 | 15 | 16 | 17 | 18 | 19 | 20 | 21 | 22 | 23 | 24 | 25 | 0 | 0 | 0 | 0 | 0 | 0 | 0 | 0 | 0 | 0 | 0 | 0 | 0 | 0 | 0 | 0 | 0 | 0 | 0 | 0 | 0 | 0 | 0 | 0 | 0 | 0 | 0 | 0 | 0 | 0 | 0 | 0 | 0 | 0 | 0 | 0 | 0 | 0 | 0 | 0 | 0
Discount period (years from FID) | # |  | -2 | -1 | 0 | 1 | 2 | 3 | 4 | 5 | 6 | 7 | 8 | 9 | 10 | 11 | 12 | 13 | 14 | 15 | 16 | 17 | 18 | 19 | 20 | 21 | 22 | 23 | 24 | 25 | 26 | 27 | 28 | 29 | 30 | 31 | 32 | 33 | 34 | 35 | 36 | 37 | 38 | 39 | 40 | 41 | 42 | 43 | 44 | 45 | 46 | 47 | 48 | 49 | 50 | 51 | 52 | 53 | 54 | 55 | 56 | 57 | 58 | 59 | 60 | 61 | 62 | 63 | 64 | 65 | 66 | 67
Discount factor | # |  | 0 | 0 | 1 | 0.93458 | 0.87344 | 0.8163 | 0.7629 | 0.71299 | 0.66634 | 0.62275 | 0.58201 | 0.54393 | 0.50835 | 0.47509 | 0.44401 | 0.41496 | 0.38782 | 0.36245 | 0.33873 | 0.31657 | 0.29586 | 0.27651 | 0.25842 | 0.24151 | 0.22571 | 0.21095 | 0.19715 | 0.18425 | 0.1722 | 0.16093 | 0.1504 | 0.14056 | 0.13137 | 0.12277 | 0.11474 | 0.10723 | 0.10022 | 0.093663 | 0.087535 | 0.081809 | 0.076457 | 0.071455 | 0.06678 | 0.062412 | 0.058329 | 0.054513 | 0.050946 | 0.047613 | 0.044499 | 0.041587 | 0.038867 | 0.036324 | 0.033948 | 0.031727 | 0.029651 | 0.027711 | 0.025899 | 0.024204 | 0.022621 | 0.021141 | 0.019758 | 0.018465 | 0.017257 | 0.016128 | 0.015073 | 0.014087 | 0.013166 | 0.012304 | 0.011499 | 0.010747
Capex spend share (S-curve, normalised) | % |  | 0% | 0% | 30% | 45% | 0% | 0% | 0% | 0% | 0% | 0% | 0% | 0% | 0% | 0% | 0% | 0% | 0% | 0% | 0% | 0% | 0% | 0% | 0% | 0% | 0% | 0% | 0% | 0% | 0% | 0% | 0% | 0% | 0% | 0% | 0% | 0% | 0% | 0% | 0% | 0% | 0% | 0% | 0% | 0% | 0% | 0% | 0% | 0% | 0% | 0% | 0% | 0% | 0% | 0% | 0% | 0% | 0% | 0% | 0% | 0% | 0% | 0% | 0% | 0% | 0% | 0% | 0% | 0% | 0% | 0%
Capex spend share normalised | % |  | 0% | 0% | 40% | 60% | 0% | 0% | 0% | 0% | 0% | 0% | 0% | 0% | 0% | 0% | 0% | 0% | 0% | 0% | 0% | 0% | 0% | 0% | 0% | 0% | 0% | 0% | 0% | 0% | 0% | 0% | 0% | 0% | 0% | 0% | 0% | 0% | 0% | 0% | 0% | 0% | 0% | 0% | 0% | 0% | 0% | 0% | 0% | 0% | 0% | 0% | 0% | 0% | 0% | 0% | 0% | 0% | 0% | 0% | 0% | 0% | 0% | 0% | 0% | 0% | 0% | 0% | 0% | 0% | 0% | 0%
3. Investment (m PLN)
Overnight capex spend | m PLN | 273.6 | 0 | 0 | 109.44 | 164.16 | 0 | 0 | 0 | 0 | 0 | 0 | 0 | 0 | 0 | 0 | 0 | 0 | 0 | 0 | 0 | 0 | 0 | 0 | 0 | 0 | 0 | 0 | 0 | 0 | 0 | 0 | 0 | 0 | 0 | 0 | 0 | 0 | 0 | 0 | 0 | 0 | 0 | 0 | 0 | 0 | 0 | 0 | 0 | 0 | 0 | 0 | 0 | 0 | 0 | 0 | 0 | 0 | 0 | 0 | 0 | 0 | 0 | 0 | 0 | 0 | 0 | 0 | 0 | 0 | 0 | 0
Other capex (grid connection, spread) | m PLN | 25.2 | 0 | 0 | 10.08 | 15.12 | 0 | 0 | 0 | 0 | 0 | 0 | 0 | 0 | 0 | 0 | 0 | 0 | 0 | 0 | 0 | 0 | 0 | 0 | 0 | 0 | 0 | 0 | 0 | 0 | 0 | 0 | 0 | 0 | 0 | 0 | 0 | 0 | 0 | 0 | 0 | 0 | 0 | 0 | 0 | 0 | 0 | 0 | 0 | 0 | 0 | 0 | 0 | 0 | 0 | 0 | 0 | 0 | 0 | 0 | 0 | 0 | 0 | 0 | 0 | 0 | 0 | 0 | 0 | 0 | 0 | 0
Total capex | m PLN | 298.8 | 0 | 0 | 119.52 | 179.28 | 0 | 0 | 0 | 0 | 0 | 0 | 0 | 0 | 0 | 0 | 0 | 0 | 0 | 0 | 0 | 0 | 0 | 0 | 0 | 0 | 0 | 0 | 0 | 0 | 0 | 0 | 0 | 0 | 0 | 0 | 0 | 0 | 0 | 0 | 0 | 0 | 0 | 0 | 0 | 0 | 0 | 0 | 0 | 0 | 0 | 0 | 0 | 0 | 0 | 0 | 0 | 0 | 0 | 0 | 0 | 0 | 0 | 0 | 0 | 0 | 0 | 0 | 0 | 0 | 0 | 0
4. Market inputs (selected case, from Input)
Annual mean day-ahead price | PLN/MWh |  | 496 | 445 | 420 | 410 | 408 | 406 | 404 | 402 | 400 | 398 | 396 | 394 | 392 | 390 | 389 | 388 | 387 | 386 | 385 | 384 | 383 | 382 | 381 | 380 | 380 | 380 | 380 | 380 | 380 | 380 | 380 | 380 | 380 | 380 | 380 | 380 | 380 | 380 | 380 | 380 | 380 | 380 | 380 | 380 | 380 | 380 | 380 | 380 | 380 | 380 | 380 | 380 | 380 | 380 | 380 | 380 | 380 | 380 | 380 | 380 | 380 | 380 | 380 | 380 | 380 | 380 | 380 | 380 | 380 | 380
Gas price (PL virtual point) | PLN/MWh_th |  | 214 | 165 | 145 | 135 | 135 | 135 | 135 | 135 | 135 | 135 | 135 | 135 | 135 | 135 | 135 | 135 | 135 | 135 | 135 | 135 | 135 | 135 | 135 | 135 | 135 | 135 | 135 | 135 | 135 | 135 | 135 | 135 | 135 | 135 | 135 | 135 | 135 | 135 | 135 | 135 | 135 | 135 | 135 | 135 | 135 | 135 | 135 | 135 | 135 | 135 | 135 | 135 | 135 | 135 | 135 | 135 | 135 | 135 | 135 | 135 | 135 | 135 | 135 | 135 | 135 | 135 | 135 | 135 | 135 | 135
EUA price | PLN/t |  | 392.697 | 429.0578 | 465.4187 | 501.7795 | 523.596 | 545.4125 | 567.229 | 589.0455 | 610.862 | 619.5886 | 628.3152 | 637.0418 | 645.7684 | 654.495 | 654.495 | 654.495 | 654.495 | 654.495 | 654.495 | 654.495 | 654.495 | 654.495 | 654.495 | 654.495 | 654.495 | 654.495 | 654.495 | 654.495 | 654.495 | 654.495 | 654.495 | 654.495 | 654.495 | 654.495 | 654.495 | 654.495 | 654.495 | 654.495 | 654.495 | 654.495 | 654.495 | 654.495 | 654.495 | 654.495 | 654.495 | 654.495 | 654.495 | 654.495 | 654.495 | 654.495 | 654.495 | 654.495 | 654.495 | 654.495 | 654.495 | 654.495 | 654.495 | 654.495 | 654.495 | 654.495 | 654.495 | 654.495 | 654.495 | 654.495 | 654.495 | 654.495 | 654.495 | 654.495 | 654.495 | 654.495
5. Dispatch (from hourly twin) and revenue
Capacity factor (twin) | % |  | 0% | 0% | 0% | 0% | 16.89% | 15.37% | 13.59% | 12.28% | 11.22% | 10.53% | 10.06% | 9.689% | 9.201% | 8.68% | 8.615% | 8.538% | 8.506% | 8.44% | 8.408% | 8.321% | 8.224% | 8.202% | 8.072% | 8.05% | 8.05% | 8.061% | 8.093% | 8.148% | 8.159% | 0% | 0% | 0% | 0% | 0% | 0% | 0% | 0% | 0% | 0% | 0% | 0% | 0% | 0% | 0% | 0% | 0% | 0% | 0% | 0% | 0% | 0% | 0% | 0% | 0% | 0% | 0% | 0% | 0% | 0% | 0% | 0% | 0% | 0% | 0% | 0% | 0% | 0% | 0% | 0% | 0%
Net generation | MWh | 1522515.6 | 0 | 0 | 0 | 0 | 106505.64 | 96929.64 | 85691.52 | 77469.84 | 70794 | 66402.72 | 63461.52 | 61108.56 | 58030.56 | 54747.36 | 54336.96 | 53851.32 | 53646.12 | 53235.72 | 53030.52 | 52483.32 | 51867.72 | 51730.92 | 50910.12 | 50773.32 | 50773.32 | 50841.72 | 51046.92 | 51388.92 | 51457.32 | 0 | 0 | 0 | 0 | 0 | 0 | 0 | 0 | 0 | 0 | 0 | 0 | 0 | 0 | 0 | 0 | 0 | 0 | 0 | 0 | 0 | 0 | 0 | 0 | 0 | 0 | 0 | 0 | 0 | 0 | 0 | 0 | 0 | 0 | 0 | 0 | 0 | 0 | 0 | 0 | 0
Capture price = mean × capture ratio (twin) | PLN/MWh |  | 0 | 0 | 0 | 0 | 699.9807 | 712.6827 | 730.5404 | 744.8675 | 757.9731 | 766.2765 | 770.9072 | 774.2542 | 780.2074 | 787.6669 | 787.2942 | 787.1395 | 785.9304 | 785.4018 | 784.2303 | 784.2125 | 784.457 | 783.055 | 784.0437 | 782.5744 | 782.7177 | 782.6056 | 782.0696 | 780.9649 | 780.8336 | 0 | 0 | 0 | 0 | 0 | 0 | 0 | 0 | 0 | 0 | 0 | 0 | 0 | 0 | 0 | 0 | 0 | 0 | 0 | 0 | 0 | 0 | 0 | 0 | 0 | 0 | 0 | 0 | 0 | 0 | 0 | 0 | 0 | 0 | 0 | 0 | 0 | 0 | 0 | 0 | 0
Market revenue | m PLN | 1165.6139 | 0 | 0 | 0 | 0 | 74.5519 | 69.0801 | 62.6011 | 57.7048 | 53.6599 | 50.8828 | 48.9229 | 47.3136 | 45.2759 | 43.1227 | 42.7792 | 42.3885 | 42.1621 | 41.8114 | 41.5881 | 41.1581 | 40.688 | 40.5082 | 39.9158 | 39.7339 | 39.7412 | 39.789 | 39.9222 | 40.1329 | 40.1796 | 0 | 0 | 0 | 0 | 0 | 0 | 0 | 0 | 0 | 0 | 0 | 0 | 0 | 0 | 0 | 0 | 0 | 0 | 0 | 0 | 0 | 0 | 0 | 0 | 0 | 0 | 0 | 0 | 0 | 0 | 0 | 0 | 0 | 0 | 0 | 0 | 0 | 0 | 0 | 0 | 0
CfD difference payment | m PLN | 0 | 0 | 0 | 0 | 0 | 0 | 0 | 0 | 0 | 0 | 0 | 0 | 0 | 0 | 0 | 0 | 0 | 0 | 0 | 0 | 0 | 0 | 0 | 0 | 0 | 0 | 0 | 0 | 0 | 0 | 0 | 0 | 0 | 0 | 0 | 0 | 0 | 0 | 0 | 0 | 0 | 0 | 0 | 0 | 0 | 0 | 0 | 0 | 0 | 0 | 0 | 0 | 0 | 0 | 0 | 0 | 0 | 0 | 0 | 0 | 0 | 0 | 0 | 0 | 0 | 0 | 0 | 0 | 0 | 0 | 0
Capacity-market revenue | m PLN | 0 | 0 | 0 | 0 | 0 | 0 | 0 | 0 | 0 | 0 | 0 | 0 | 0 | 0 | 0 | 0 | 0 | 0 | 0 | 0 | 0 | 0 | 0 | 0 | 0 | 0 | 0 | 0 | 0 | 0 | 0 | 0 | 0 | 0 | 0 | 0 | 0 | 0 | 0 | 0 | 0 | 0 | 0 | 0 | 0 | 0 | 0 | 0 | 0 | 0 | 0 | 0 | 0 | 0 | 0 | 0 | 0 | 0 | 0 | 0 | 0 | 0 | 0 | 0 | 0 | 0 | 0 | 0 | 0 | 0 | 0
Balancing-services revenue | m PLN | 72 | 0 | 0 | 0 | 0 | 2.88 | 2.88 | 2.88 | 2.88 | 2.88 | 2.88 | 2.88 | 2.88 | 2.88 | 2.88 | 2.88 | 2.88 | 2.88 | 2.88 | 2.88 | 2.88 | 2.88 | 2.88 | 2.88 | 2.88 | 2.88 | 2.88 | 2.88 | 2.88 | 2.88 | 0 | 0 | 0 | 0 | 0 | 0 | 0 | 0 | 0 | 0 | 0 | 0 | 0 | 0 | 0 | 0 | 0 | 0 | 0 | 0 | 0 | 0 | 0 | 0 | 0 | 0 | 0 | 0 | 0 | 0 | 0 | 0 | 0 | 0 | 0 | 0 | 0 | 0 | 0 | 0 | 0
Total revenue | m PLN | 1237.6139 | 0 | 0 | 0 | 0 | 77.4319 | 71.9601 | 65.4811 | 60.5848 | 56.5399 | 53.7628 | 51.8029 | 50.1936 | 48.1559 | 46.0027 | 45.6592 | 45.2685 | 45.0421 | 44.6914 | 44.4681 | 44.0381 | 43.568 | 43.3882 | 42.7958 | 42.6139 | 42.6212 | 42.669 | 42.8022 | 43.0129 | 43.0596 | 0 | 0 | 0 | 0 | 0 | 0 | 0 | 0 | 0 | 0 | 0 | 0 | 0 | 0 | 0 | 0 | 0 | 0 | 0 | 0 | 0 | 0 | 0 | 0 | 0 | 0 | 0 | 0 | 0 | 0 | 0 | 0 | 0 | 0 | 0 | 0 | 0 | 0 | 0 | 0 | 0
6. Operating costs (m PLN)
Heat input (twin heat rate incl. no-load & start fuel) | MWh_th | 3166275.4865 | 0 | 0 | 0 | 0 | 221658.6067 | 201843.4257 | 178470.073 | 161213.9252 | 147417.7892 | 138232.7641 | 132064.4445 | 127124.6284 | 120711.072 | 113919.2421 | 113077.4361 | 112052.9031 | 111605.6491 | 110699.7462 | 110253.9167 | 109061.7143 | 107737.0449 | 107445.0479 | 105713.0072 | 105411.0396 | 105411.0396 | 105556.3259 | 106009.2773 | 106725.7383 | 106859.6296 | 0 | 0 | 0 | 0 | 0 | 0 | 0 | 0 | 0 | 0 | 0 | 0 | 0 | 0 | 0 | 0 | 0 | 0 | 0 | 0 | 0 | 0 | 0 | 0 | 0 | 0 | 0 | 0 | 0 | 0 | 0 | 0 | 0 | 0 | 0 | 0 | 0 | 0 | 0 | 0 | 0
Gas cost | m PLN | 427.4472 | 0 | 0 | 0 | 0 | 29.9239 | 27.2489 | 24.0935 | 21.7639 | 19.9014 | 18.6614 | 17.8287 | 17.1618 | 16.296 | 15.3791 | 15.2655 | 15.1271 | 15.0668 | 14.9445 | 14.8843 | 14.7233 | 14.5445 | 14.5051 | 14.2713 | 14.2305 | 14.2305 | 14.2501 | 14.3113 | 14.408 | 14.426 | 0 | 0 | 0 | 0 | 0 | 0 | 0 | 0 | 0 | 0 | 0 | 0 | 0 | 0 | 0 | 0 | 0 | 0 | 0 | 0 | 0 | 0 | 0 | 0 | 0 | 0 | 0 | 0 | 0 | 0 | 0 | 0 | 0 | 0 | 0 | 0 | 0 | 0 | 0 | 0 | 0
CO2 emissions | t | 635154.8626 | 0 | 0 | 0 | 0 | 44464.7165 | 40489.7912 | 35801.0966 | 32339.5134 | 29572.0085 | 27729.4925 | 26492.1276 | 25501.2005 | 24214.641 | 22852.2 | 22683.3337 | 22477.8124 | 22388.0932 | 22206.3691 | 22116.9357 | 21877.7799 | 21612.0512 | 21553.4766 | 21206.0292 | 21145.4545 | 21145.4545 | 21174.599 | 21265.461 | 21409.1831 | 21436.0417 | 0 | 0 | 0 | 0 | 0 | 0 | 0 | 0 | 0 | 0 | 0 | 0 | 0 | 0 | 0 | 0 | 0 | 0 | 0 | 0 | 0 | 0 | 0 | 0 | 0 | 0 | 0 | 0 | 0 | 0 | 0 | 0 | 0 | 0 | 0 | 0 | 0 | 0 | 0 | 0 | 0
CO2 cost (EUA) | m PLN | 396.6195 | 0 | 0 | 0 | 0 | 23.2815 | 22.0836 | 20.3074 | 19.0494 | 18.0644 | 17.1809 | 16.6454 | 16.2453 | 15.6371 | 14.9567 | 14.8461 | 14.7116 | 14.6529 | 14.534 | 14.4754 | 14.3189 | 14.145 | 14.1066 | 13.8792 | 13.8396 | 13.8396 | 13.8587 | 13.9181 | 14.0122 | 14.0298 | 0 | 0 | 0 | 0 | 0 | 0 | 0 | 0 | 0 | 0 | 0 | 0 | 0 | 0 | 0 | 0 | 0 | 0 | 0 | 0 | 0 | 0 | 0 | 0 | 0 | 0 | 0 | 0 | 0 | 0 | 0 | 0 | 0 | 0 | 0 | 0 | 0 | 0 | 0 | 0 | 0
Variable O&M | m PLN | 48.7205 | 0 | 0 | 0 | 0 | 3.4082 | 3.1017 | 2.7421 | 2.479 | 2.2654 | 2.1249 | 2.0308 | 1.9555 | 1.857 | 1.7519 | 1.7388 | 1.7232 | 1.7167 | 1.7035 | 1.697 | 1.6795 | 1.6598 | 1.6554 | 1.6291 | 1.6247 | 1.6247 | 1.6269 | 1.6335 | 1.6444 | 1.6466 | 0 | 0 | 0 | 0 | 0 | 0 | 0 | 0 | 0 | 0 | 0 | 0 | 0 | 0 | 0 | 0 | 0 | 0 | 0 | 0 | 0 | 0 | 0 | 0 | 0 | 0 | 0 | 0 | 0 | 0 | 0 | 0 | 0 | 0 | 0 | 0 | 0 | 0 | 0 | 0 | 0
Start-up costs (wear; twin) | m PLN | 11.5711 | 0 | 0 | 0 | 0 | 0.65193 | 0.6327 | 0.59048 | 0.55184 | 0.52503 | 0.50962 | 0.48659 | 0.47512 | 0.4539 | 0.43273 | 0.43081 | 0.42885 | 0.4269 | 0.42491 | 0.42491 | 0.42297 | 0.41907 | 0.41907 | 0.40937 | 0.40742 | 0.40742 | 0.40742 | 0.40941 | 0.41133 | 0.41133 | 0 | 0 | 0 | 0 | 0 | 0 | 0 | 0 | 0 | 0 | 0 | 0 | 0 | 0 | 0 | 0 | 0 | 0 | 0 | 0 | 0 | 0 | 0 | 0 | 0 | 0 | 0 | 0 | 0 | 0 | 0 | 0 | 0 | 0 | 0 | 0 | 0 | 0 | 0 | 0 | 0
Decommissioning fund | m PLN | 0 | 0 | 0 | 0 | 0 | 0 | 0 | 0 | 0 | 0 | 0 | 0 | 0 | 0 | 0 | 0 | 0 | 0 | 0 | 0 | 0 | 0 | 0 | 0 | 0 | 0 | 0 | 0 | 0 | 0 | 0 | 0 | 0 | 0 | 0 | 0 | 0 | 0 | 0 | 0 | 0 | 0 | 0 | 0 | 0 | 0 | 0 | 0 | 0 | 0 | 0 | 0 | 0 | 0 | 0 | 0 | 0 | 0 | 0 | 0 | 0 | 0 | 0 | 0 | 0 | 0 | 0 | 0 | 0 | 0 | 0
Fixed O&M incl. LTSA | m PLN | 135 | 0 | 0 | 0 | 0 | 5.4 | 5.4 | 5.4 | 5.4 | 5.4 | 5.4 | 5.4 | 5.4 | 5.4 | 5.4 | 5.4 | 5.4 | 5.4 | 5.4 | 5.4 | 5.4 | 5.4 | 5.4 | 5.4 | 5.4 | 5.4 | 5.4 | 5.4 | 5.4 | 5.4 | 0 | 0 | 0 | 0 | 0 | 0 | 0 | 0 | 0 | 0 | 0 | 0 | 0 | 0 | 0 | 0 | 0 | 0 | 0 | 0 | 0 | 0 | 0 | 0 | 0 | 0 | 0 | 0 | 0 | 0 | 0 | 0 | 0 | 0 | 0 | 0 | 0 | 0 | 0 | 0 | 0
memo: staff cost inside fixed O&M | m PLN | 75 | 0 | 0 | 0 | 0 | 3 | 3 | 3 | 3 | 3 | 3 | 3 | 3 | 3 | 3 | 3 | 3 | 3 | 3 | 3 | 3 | 3 | 3 | 3 | 3 | 3 | 3 | 3 | 3 | 3 | 0 | 0 | 0 | 0 | 0 | 0 | 0 | 0 | 0 | 0 | 0 | 0 | 0 | 0 | 0 | 0 | 0 | 0 | 0 | 0 | 0 | 0 | 0 | 0 | 0 | 0 | 0 | 0 | 0 | 0 | 0 | 0 | 0 | 0 | 0 | 0 | 0 | 0 | 0 | 0 | 0
Sustaining capex | m PLN | 0 | 0 | 0 | 0 | 0 | 0 | 0 | 0 | 0 | 0 | 0 | 0 | 0 | 0 | 0 | 0 | 0 | 0 | 0 | 0 | 0 | 0 | 0 | 0 | 0 | 0 | 0 | 0 | 0 | 0 | 0 | 0 | 0 | 0 | 0 | 0 | 0 | 0 | 0 | 0 | 0 | 0 | 0 | 0 | 0 | 0 | 0 | 0 | 0 | 0 | 0 | 0 | 0 | 0 | 0 | 0 | 0 | 0 | 0 | 0 | 0 | 0 | 0 | 0 | 0 | 0 | 0 | 0 | 0 | 0 | 0
Gas exit-capacity booking (Gaz-System) | m PLN | 63 | 0 | 0 | 0 | 0 | 2.52 | 2.52 | 2.52 | 2.52 | 2.52 | 2.52 | 2.52 | 2.52 | 2.52 | 2.52 | 2.52 | 2.52 | 2.52 | 2.52 | 2.52 | 2.52 | 2.52 | 2.52 | 2.52 | 2.52 | 2.52 | 2.52 | 2.52 | 2.52 | 2.52 | 0 | 0 | 0 | 0 | 0 | 0 | 0 | 0 | 0 | 0 | 0 | 0 | 0 | 0 | 0 | 0 | 0 | 0 | 0 | 0 | 0 | 0 | 0 | 0 | 0 | 0 | 0 | 0 | 0 | 0 | 0 | 0 | 0 | 0 | 0 | 0 | 0 | 0 | 0 | 0 | 0
Property tax (2 % of budowle value) | m PLN | 16.416 | 0 | 0 | 0 | 0 | 0.65664 | 0.65664 | 0.65664 | 0.65664 | 0.65664 | 0.65664 | 0.65664 | 0.65664 | 0.65664 | 0.65664 | 0.65664 | 0.65664 | 0.65664 | 0.65664 | 0.65664 | 0.65664 | 0.65664 | 0.65664 | 0.65664 | 0.65664 | 0.65664 | 0.65664 | 0.65664 | 0.65664 | 0.65664 | 0 | 0 | 0 | 0 | 0 | 0 | 0 | 0 | 0 | 0 | 0 | 0 | 0 | 0 | 0 | 0 | 0 | 0 | 0 | 0 | 0 | 0 | 0 | 0 | 0 | 0 | 0 | 0 | 0 | 0 | 0 | 0 | 0 | 0 | 0 | 0 | 0 | 0 | 0 | 0 | 0
URE licence fee | m PLN | 6.1881 | 0 | 0 | 0 | 0 | 0.38716 | 0.3598 | 0.32741 | 0.30292 | 0.2827 | 0.26881 | 0.25901 | 0.25097 | 0.24078 | 0.23001 | 0.2283 | 0.22634 | 0.22521 | 0.22346 | 0.22234 | 0.22019 | 0.21784 | 0.21694 | 0.21398 | 0.21307 | 0.21311 | 0.21335 | 0.21401 | 0.21506 | 0.2153 | 0 | 0 | 0 | 0 | 0 | 0 | 0 | 0 | 0 | 0 | 0 | 0 | 0 | 0 | 0 | 0 | 0 | 0 | 0 | 0 | 0 | 0 | 0 | 0 | 0 | 0 | 0 | 0 | 0 | 0 | 0 | 0 | 0 | 0 | 0 | 0 | 0 | 0 | 0 | 0 | 0
Total opex | m PLN | 1104.9624 | 0 | 0 | 0 | 0 | 66.2294 | 62.0034 | 56.6375 | 52.7238 | 49.6156 | 47.3223 | 45.8271 | 44.6654 | 43.0613 | 41.327 | 41.0861 | 40.7938 | 40.6651 | 40.407 | 40.2806 | 39.9415 | 39.5628 | 39.4798 | 38.9796 | 38.892 | 38.892 | 38.9331 | 39.0629 | 39.2677 | 39.3057 | 0 | 0 | 0 | 0 | 0 | 0 | 0 | 0 | 0 | 0 | 0 | 0 | 0 | 0 | 0 | 0 | 0 | 0 | 0 | 0 | 0 | 0 | 0 | 0 | 0 | 0 | 0 | 0 | 0 | 0 | 0 | 0 | 0 | 0 | 0 | 0 | 0 | 0 | 0 | 0 | 0
EBITDA | m PLN | 132.6516 | 0 | 0 | 0 | 0 | 11.2025 | 9.9567 | 8.8436 | 7.861 | 6.9244 | 6.4406 | 5.9758 | 5.5282 | 5.0945 | 4.6756 | 4.5731 | 4.4747 | 4.377 | 4.2845 | 4.1876 | 4.0966 | 4.0052 | 3.9084 | 3.8161 | 3.7219 | 3.7292 | 3.7359 | 3.7393 | 3.7453 | 3.7539 | 0 | 0 | 0 | 0 | 0 | 0 | 0 | 0 | 0 | 0 | 0 | 0 | 0 | 0 | 0 | 0 | 0 | 0 | 0 | 0 | 0 | 0 | 0 | 0 | 0 | 0 | 0 | 0 | 0 | 0 | 0 | 0 | 0 | 0 | 0 | 0 | 0 | 0 | 0 | 0 | 0
End-of-life demolition provision | m PLN | 13.68 | 0 | 0 | 0 | 0 | 0 | 0 | 0 | 0 | 0 | 0 | 0 | 0 | 0 | 0 | 0 | 0 | 0 | 0 | 0 | 0 | 0 | 0 | 0 | 0 | 0 | 0 | 0 | 0 | 13.68 | 0 | 0 | 0 | 0 | 0 | 0 | 0 | 0 | 0 | 0 | 0 | 0 | 0 | 0 | 0 | 0 | 0 | 0 | 0 | 0 | 0 | 0 | 0 | 0 | 0 | 0 | 0 | 0 | 0 | 0 | 0 | 0 | 0 | 0 | 0 | 0 | 0 | 0 | 0 | 0 | 0
7. Tax (Polish CIT, straight-line KŚT depreciation, loss carry-forward)
Depreciation — KŚT group (b) | m PLN | 18.675 | 0 | 0 | 0 | 0 | 0.747 | 0.747 | 0.747 | 0.747 | 0.747 | 0.747 | 0.747 | 0.747 | 0.747 | 0.747 | 0.747 | 0.747 | 0.747 | 0.747 | 0.747 | 0.747 | 0.747 | 0.747 | 0.747 | 0.747 | 0.747 | 0.747 | 0.747 | 0.747 | 0.747 | 0 | 0 | 0 | 0 | 0 | 0 | 0 | 0 | 0 | 0 | 0 | 0 | 0 | 0 | 0 | 0 | 0 | 0 | 0 | 0 | 0 | 0 | 0 | 0 | 0 | 0 | 0 | 0 | 0 | 0 | 0 | 0 | 0 | 0 | 0 | 0 | 0 | 0 | 0 | 0 | 0
Depreciation — KŚT group (s) | m PLN | 29.88 | 0 | 0 | 0 | 0 | 1.3446 | 1.3446 | 1.3446 | 1.3446 | 1.3446 | 1.3446 | 1.3446 | 1.3446 | 1.3446 | 1.3446 | 1.3446 | 1.3446 | 1.3446 | 1.3446 | 1.3446 | 1.3446 | 1.3446 | 1.3446 | 1.3446 | 1.3446 | 1.3446 | 1.3446 | 0.2988 | 0 | 0 | 0 | 0 | 0 | 0 | 0 | 0 | 0 | 0 | 0 | 0 | 0 | 0 | 0 | 0 | 0 | 0 | 0 | 0 | 0 | 0 | 0 | 0 | 0 | 0 | 0 | 0 | 0 | 0 | 0 | 0 | 0 | 0 | 0 | 0 | 0 | 0 | 0 | 0 | 0 | 0 | 0
Depreciation — KŚT group (t) | m PLN | 194.22 | 0 | 0 | 0 | 0 | 13.5954 | 13.5954 | 13.5954 | 13.5954 | 13.5954 | 13.5954 | 13.5954 | 13.5954 | 13.5954 | 13.5954 | 13.5954 | 13.5954 | 13.5954 | 13.5954 | 3.8844 | 0 | 0 | 0 | 0 | 0 | 0 | 0 | 0 | 0 | 0 | 0 | 0 | 0 | 0 | 0 | 0 | 0 | 0 | 0 | 0 | 0 | 0 | 0 | 0 | 0 | 0 | 0 | 0 | 0 | 0 | 0 | 0 | 0 | 0 | 0 | 0 | 0 | 0 | 0 | 0 | 0 | 0 | 0 | 0 | 0 | 0 | 0 | 0 | 0 | 0 | 0
Depreciation — KŚT group (d) | m PLN | 44.82 | 0 | 0 | 0 | 0 | 4.482 | 4.482 | 4.482 | 4.482 | 4.482 | 4.482 | 4.482 | 4.482 | 4.482 | 4.482 | 0 | 0 | 0 | 0 | 0 | 0 | 0 | 0 | 0 | 0 | 0 | 0 | 0 | 0 | 0 | 0 | 0 | 0 | 0 | 0 | 0 | 0 | 0 | 0 | 0 | 0 | 0 | 0 | 0 | 0 | 0 | 0 | 0 | 0 | 0 | 0 | 0 | 0 | 0 | 0 | 0 | 0 | 0 | 0 | 0 | 0 | 0 | 0 | 0 | 0 | 0 | 0 | 0 | 0 | 0 | 0
Total tax depreciation | m PLN | 287.595 | 0 | 0 | 0 | 0 | 20.169 | 20.169 | 20.169 | 20.169 | 20.169 | 20.169 | 20.169 | 20.169 | 20.169 | 20.169 | 15.687 | 15.687 | 15.687 | 15.687 | 5.976 | 2.0916 | 2.0916 | 2.0916 | 2.0916 | 2.0916 | 2.0916 | 2.0916 | 1.0458 | 0.747 | 0.747 | 0 | 0 | 0 | 0 | 0 | 0 | 0 | 0 | 0 | 0 | 0 | 0 | 0 | 0 | 0 | 0 | 0 | 0 | 0 | 0 | 0 | 0 | 0 | 0 | 0 | 0 | 0 | 0 | 0 | 0 | 0 | 0 | 0 | 0 | 0 | 0 | 0 | 0 | 0 | 0 | 0
Taxable EBIT (EBITDA − depreciation − provisions) | m PLN | -168.6234 | 0 | 0 | 0 | 0 | -8.9665 | -10.2123 | -11.3254 | -12.308 | -13.2446 | -13.7284 | -14.1932 | -14.6408 | -15.0745 | -15.4934 | -11.1139 | -11.2123 | -11.31 | -11.4025 | -1.7884 | 2.005 | 1.9136 | 1.8168 | 1.7245 | 1.6303 | 1.6376 | 1.6443 | 2.6935 | 2.9983 | -10.6731 | 0 | 0 | 0 | 0 | 0 | 0 | 0 | 0 | 0 | 0 | 0 | 0 | 0 | 0 | 0 | 0 | 0 | 0 | 0 | 0 | 0 | 0 | 0 | 0 | 0 | 0 | 0 | 0 | 0 | 0 | 0 | 0 | 0 | 0 | 0 | 0 | 0 | 0 | 0 | 0 | 0
Loss utilisation (50 % cap per year, simplified pool) | m PLN |  | 0 | 0 | 0 | 0 | 0 | 0 | 0 | 0 | 0 | 0 | 0 | 0 | 0 | 0 | 0 | 0 | 0 | 0 | 0 | 1.0025 | 0.9568 | 0.90839 | 0.86227 | 0.81517 | 0.81879 | 0.82215 | 1.3467 | 1.4991 | 0 | 0 | 0 | 0 | 0 | 0 | 0 | 0 | 0 | 0 | 0 | 0 | 0 | 0 | 0 | 0 | 0 | 0 | 0 | 0 | 0 | 0 | 0 | 0 | 0 | 0 | 0 | 0 | 0 | 0 | 0 | 0 | 0 | 0 | 0 | 0 | 0 | 0 | 0 | 0 | 0 | 0
Loss pool carried forward (EoY) | m PLN |  | 0 | 0 | 0 | 0 | 8.9665 | 19.1788 | 30.5042 | 42.8122 | 56.0568 | 69.7853 | 83.9784 | 98.6192 | 113.6937 | 129.187 | 140.301 | 151.5133 | 162.8233 | 174.2258 | 176.0142 | 175.0118 | 174.055 | 173.1466 | 172.2843 | 171.4691 | 170.6503 | 169.8282 | 168.4814 | 166.9823 | 177.6554 | 177.6554 | 177.6554 | 177.6554 | 177.6554 | 177.6554 | 177.6554 | 177.6554 | 177.6554 | 177.6554 | 177.6554 | 177.6554 | 177.6554 | 177.6554 | 177.6554 | 177.6554 | 177.6554 | 177.6554 | 177.6554 | 177.6554 | 177.6554 | 177.6554 | 177.6554 | 177.6554 | 177.6554 | 177.6554 | 177.6554 | 177.6554 | 177.6554 | 177.6554 | 177.6554 | 177.6554 | 177.6554 | 177.6554 | 177.6554 | 177.6554 | 177.6554 | 177.6554 | 177.6554 | 177.6554 | 177.6554 | 177.6554
Taxable income | m PLN | 9.032 | 0 | 0 | 0 | 0 | 0 | 0 | 0 | 0 | 0 | 0 | 0 | 0 | 0 | 0 | 0 | 0 | 0 | 0 | 0 | 1.0025 | 0.9568 | 0.90839 | 0.86227 | 0.81517 | 0.81879 | 0.82215 | 1.3467 | 1.4991 | 0 | 0 | 0 | 0 | 0 | 0 | 0 | 0 | 0 | 0 | 0 | 0 | 0 | 0 | 0 | 0 | 0 | 0 | 0 | 0 | 0 | 0 | 0 | 0 | 0 | 0 | 0 | 0 | 0 | 0 | 0 | 0 | 0 | 0 | 0 | 0 | 0 | 0 | 0 | 0 | 0 | 0
CIT | m PLN | 1.7161 | 0 | 0 | 0 | 0 | 0 | 0 | 0 | 0 | 0 | 0 | 0 | 0 | 0 | 0 | 0 | 0 | 0 | 0 | 0 | 0.19047 | 0.18179 | 0.17259 | 0.16383 | 0.15488 | 0.15557 | 0.15621 | 0.25588 | 0.28484 | 0 | 0 | 0 | 0 | 0 | 0 | 0 | 0 | 0 | 0 | 0 | 0 | 0 | 0 | 0 | 0 | 0 | 0 | 0 | 0 | 0 | 0 | 0 | 0 | 0 | 0 | 0 | 0 | 0 | 0 | 0 | 0 | 0 | 0 | 0 | 0 | 0 | 0 | 0 | 0 | 0 | 0
8. Cash flow and valuation (m PLN)
Pre-tax free cash flow | m PLN | -179.8284 | 0 | 0 | -119.52 | -179.28 | 11.2025 | 9.9567 | 8.8436 | 7.861 | 6.9244 | 6.4406 | 5.9758 | 5.5282 | 5.0945 | 4.6756 | 4.5731 | 4.4747 | 4.377 | 4.2845 | 4.1876 | 4.0966 | 4.0052 | 3.9084 | 3.8161 | 3.7219 | 3.7292 | 3.7359 | 3.7393 | 3.7453 | -9.9261 | 0 | 0 | 0 | 0 | 0 | 0 | 0 | 0 | 0 | 0 | 0 | 0 | 0 | 0 | 0 | 0 | 0 | 0 | 0 | 0 | 0 | 0 | 0 | 0 | 0 | 0 | 0 | 0 | 0 | 0 | 0 | 0 | 0 | 0 | 0 | 0 | 0 | 0 | 0 | 0 | 0
Post-tax free cash flow (unlevered) | m PLN | -181.5445 | 0 | 0 | -119.52 | -179.28 | 11.2025 | 9.9567 | 8.8436 | 7.861 | 6.9244 | 6.4406 | 5.9758 | 5.5282 | 5.0945 | 4.6756 | 4.5731 | 4.4747 | 4.377 | 4.2845 | 4.1876 | 3.9061 | 3.8234 | 3.7358 | 3.6523 | 3.5671 | 3.5736 | 3.5797 | 3.4834 | 3.4604 | -9.9261 | 0 | 0 | 0 | 0 | 0 | 0 | 0 | 0 | 0 | 0 | 0 | 0 | 0 | 0 | 0 | 0 | 0 | 0 | 0 | 0 | 0 | 0 | 0 | 0 | 0 | 0 | 0 | 0 | 0 | 0 | 0 | 0 | 0 | 0 | 0 | 0 | 0 | 0 | 0 | 0 | 0
Cumulative post-tax FCF | m PLN |  | 0 | 0 | -119.52 | -298.8 | -287.5975 | -277.6408 | -268.7972 | -260.9362 | -254.0118 | -247.5713 | -241.5954 | -236.0672 | -230.9727 | -226.297 | -221.724 | -217.2493 | -212.8723 | -208.5878 | -204.4002 | -200.4941 | -196.6707 | -192.9349 | -189.2826 | -185.7156 | -182.1419 | -178.5622 | -175.0788 | -171.6184 | -181.5445 | -181.5445 | -181.5445 | -181.5445 | -181.5445 | -181.5445 | -181.5445 | -181.5445 | -181.5445 | -181.5445 | -181.5445 | -181.5445 | -181.5445 | -181.5445 | -181.5445 | -181.5445 | -181.5445 | -181.5445 | -181.5445 | -181.5445 | -181.5445 | -181.5445 | -181.5445 | -181.5445 | -181.5445 | -181.5445 | -181.5445 | -181.5445 | -181.5445 | -181.5445 | -181.5445 | -181.5445 | -181.5445 | -181.5445 | -181.5445 | -181.5445 | -181.5445 | -181.5445 | -181.5445 | -181.5445 | -181.5445 | -181.5445
Discounted post-tax FCF | m PLN | -221.9475 | 0 | 0 | -119.52 | -167.5514 | 9.7847 | 8.1276 | 6.7467 | 5.6048 | 4.614 | 4.0109 | 3.478 | 3.007 | 2.5898 | 2.2214 | 2.0305 | 1.8568 | 1.6975 | 1.5529 | 1.4185 | 1.2366 | 1.1312 | 1.033 | 0.94383 | 0.86149 | 0.80661 | 0.75513 | 0.68674 | 0.63758 | -1.7092 | 0 | 0 | 0 | 0 | 0 | 0 | 0 | 0 | 0 | 0 | 0 | 0 | 0 | 0 | 0 | 0 | 0 | 0 | 0 | 0 | 0 | 0 | 0 | 0 | 0 | 0 | 0 | 0 | 0 | 0 | 0 | 0 | 0 | 0 | 0 | 0 | 0 | 0 | 0 | 0 | 0
NPV post-tax @ WACC (m PLN) |  | -221.9475
NPV pre-tax @ WACC (m PLN) |  | -221.5349
IRR post-tax (real) |  | -26.47%
PV of generation (MWh) |  | 733764.6123
PV of all costs (capex + opex + provisions) |  | 806.3684
PV capex |  | 287.0714
PV fixed O&M |  | 58.8125
PV fuel |  | 206.0973
PV CO2 |  | 185.6386
PV variable O&M + starts |  | 28.8714
PV decommissioning fund / provision |  | 2.3556
PV sustaining capex |  | 0
PV property tax + licence + gas booking |  | 37.5216
PV of revenue |  | 584.8334
LCOE (PLN/MWh) |  | 1098.9469
Levelised revenue (PLN/MWh) |  | 797.0314
Average capacity factor |  | 9.656%
PV of CfD payments / capacity support (m PLN) |  | 0
Required premium PLN/MWh on all output (post-tax ≈; NPV=0) |  | 373.4293
9. Fiscal flows — local government and State (m PLN)
Property tax → host gmina (Stalowa Wola) | m PLN | 16.416 | 0 | 0 | 0 | 0 | 0.65664 | 0.65664 | 0.65664 | 0.65664 | 0.65664 | 0.65664 | 0.65664 | 0.65664 | 0.65664 | 0.65664 | 0.65664 | 0.65664 | 0.65664 | 0.65664 | 0.65664 | 0.65664 | 0.65664 | 0.65664 | 0.65664 | 0.65664 | 0.65664 | 0.65664 | 0.65664 | 0.65664 | 0.65664 | 0 | 0 | 0 | 0 | 0 | 0 | 0 | 0 | 0 | 0 | 0 | 0 | 0 | 0 | 0 | 0 | 0 | 0 | 0 | 0 | 0 | 0 | 0 | 0 | 0 | 0 | 0 | 0 | 0 | 0 | 0 | 0 | 0 | 0 | 0 | 0 | 0 | 0 | 0 | 0 | 0
Property tax → bordering gminas (art. 50) | m PLN | 0 | 0 | 0 | 0 | 0 | 0 | 0 | 0 | 0 | 0 | 0 | 0 | 0 | 0 | 0 | 0 | 0 | 0 | 0 | 0 | 0 | 0 | 0 | 0 | 0 | 0 | 0 | 0 | 0 | 0 | 0 | 0 | 0 | 0 | 0 | 0 | 0 | 0 | 0 | 0 | 0 | 0 | 0 | 0 | 0 | 0 | 0 | 0 | 0 | 0 | 0 | 0 | 0 | 0 | 0 | 0 | 0 | 0 | 0 | 0 | 0 | 0 | 0 | 0 | 0 | 0 | 0 | 0 | 0 | 0 | 0
CIT-income share → gmina | m PLN | 0.14451 | 0 | 0 | 0 | 0 | 0 | 0 | 0 | 0 | 0 | 0 | 0 | 0 | 0 | 0 | 0 | 0 | 0 | 0 | 0 | 0.01604 | 0.015309 | 0.014534 | 0.013796 | 0.013043 | 0.013101 | 0.013154 | 0.021548 | 0.023986 | 0 | 0 | 0 | 0 | 0 | 0 | 0 | 0 | 0 | 0 | 0 | 0 | 0 | 0 | 0 | 0 | 0 | 0 | 0 | 0 | 0 | 0 | 0 | 0 | 0 | 0 | 0 | 0 | 0 | 0 | 0 | 0 | 0 | 0 | 0 | 0 | 0 | 0 | 0 | 0 | 0 | 0
CIT-income share → powiat | m PLN | 0.15354 | 0 | 0 | 0 | 0 | 0 | 0 | 0 | 0 | 0 | 0 | 0 | 0 | 0 | 0 | 0 | 0 | 0 | 0 | 0 | 0.017042 | 0.016266 | 0.015443 | 0.014659 | 0.013858 | 0.013919 | 0.013977 | 0.022895 | 0.025485 | 0 | 0 | 0 | 0 | 0 | 0 | 0 | 0 | 0 | 0 | 0 | 0 | 0 | 0 | 0 | 0 | 0 | 0 | 0 | 0 | 0 | 0 | 0 | 0 | 0 | 0 | 0 | 0 | 0 | 0 | 0 | 0 | 0 | 0 | 0 | 0 | 0 | 0 | 0 | 0 | 0 | 0
CIT-income share → województwo | m PLN | 0.20774 | 0 | 0 | 0 | 0 | 0 | 0 | 0 | 0 | 0 | 0 | 0 | 0 | 0 | 0 | 0 | 0 | 0 | 0 | 0 | 0.023057 | 0.022006 | 0.020893 | 0.019832 | 0.018749 | 0.018832 | 0.01891 | 0.030975 | 0.03448 | 0 | 0 | 0 | 0 | 0 | 0 | 0 | 0 | 0 | 0 | 0 | 0 | 0 | 0 | 0 | 0 | 0 | 0 | 0 | 0 | 0 | 0 | 0 | 0 | 0 | 0 | 0 | 0 | 0 | 0 | 0 | 0 | 0 | 0 | 0 | 0 | 0 | 0 | 0 | 0 | 0 | 0
Gross salary per FTE (PLN/yr) |  | 166002.656
PIT income base per FTE (PLN/yr) |  | 143243.6919
PIT per FTE (PLN/yr) |  | 18237.9814
Construction worker PIT income base (PLN/yr) |  | 93193.2
PIT-income share → gmina (staff + construction workers) | m PLN | 2.4518 | 0 | 0 | 0.078282 | 0.11742 | 0.090244 | 0.090244 | 0.090244 | 0.090244 | 0.090244 | 0.090244 | 0.090244 | 0.090244 | 0.090244 | 0.090244 | 0.090244 | 0.090244 | 0.090244 | 0.090244 | 0.090244 | 0.090244 | 0.090244 | 0.090244 | 0.090244 | 0.090244 | 0.090244 | 0.090244 | 0.090244 | 0.090244 | 0.090244 | 0 | 0 | 0 | 0 | 0 | 0 | 0 | 0 | 0 | 0 | 0 | 0 | 0 | 0 | 0 | 0 | 0 | 0 | 0 | 0 | 0 | 0 | 0 | 0 | 0 | 0 | 0 | 0 | 0 | 0 | 0 | 0 | 0 | 0 | 0 | 0 | 0 | 0 | 0 | 0 | 0
PIT-income share → powiat | m PLN | 0.70051 | 0 | 0 | 0.022366 | 0.03355 | 0.025784 | 0.025784 | 0.025784 | 0.025784 | 0.025784 | 0.025784 | 0.025784 | 0.025784 | 0.025784 | 0.025784 | 0.025784 | 0.025784 | 0.025784 | 0.025784 | 0.025784 | 0.025784 | 0.025784 | 0.025784 | 0.025784 | 0.025784 | 0.025784 | 0.025784 | 0.025784 | 0.025784 | 0.025784 | 0 | 0 | 0 | 0 | 0 | 0 | 0 | 0 | 0 | 0 | 0 | 0 | 0 | 0 | 0 | 0 | 0 | 0 | 0 | 0 | 0 | 0 | 0 | 0 | 0 | 0 | 0 | 0 | 0 | 0 | 0 | 0 | 0 | 0 | 0 | 0 | 0 | 0 | 0 | 0 | 0
PIT-income share → województwo | m PLN | 0.1128 | 0 | 0 | 0 | 0 | 0.0045122 | 0.0045122 | 0.0045122 | 0.0045122 | 0.0045122 | 0.0045122 | 0.0045122 | 0.0045122 | 0.0045122 | 0.0045122 | 0.0045122 | 0.0045122 | 0.0045122 | 0.0045122 | 0.0045122 | 0.0045122 | 0.0045122 | 0.0045122 | 0.0045122 | 0.0045122 | 0.0045122 | 0.0045122 | 0.0045122 | 0.0045122 | 0.0045122 | 0 | 0 | 0 | 0 | 0 | 0 | 0 | 0 | 0 | 0 | 0 | 0 | 0 | 0 | 0 | 0 | 0 | 0 | 0 | 0 | 0 | 0 | 0 | 0 | 0 | 0 | 0 | 0 | 0 | 0 | 0 | 0 | 0 | 0 | 0 | 0 | 0 | 0 | 0 | 0 | 0
Total local-government revenue | m PLN | 20.1869 | 0 | 0 | 0.10065 | 0.15097 | 0.77718 | 0.77718 | 0.77718 | 0.77718 | 0.77718 | 0.77718 | 0.77718 | 0.77718 | 0.77718 | 0.77718 | 0.77718 | 0.77718 | 0.77718 | 0.77718 | 0.77718 | 0.83332 | 0.83076 | 0.82805 | 0.82547 | 0.82283 | 0.82303 | 0.82322 | 0.8526 | 0.86113 | 0.77718 | 0 | 0 | 0 | 0 | 0 | 0 | 0 | 0 | 0 | 0 | 0 | 0 | 0 | 0 | 0 | 0 | 0 | 0 | 0 | 0 | 0 | 0 | 0 | 0 | 0 | 0 | 0 | 0 | 0 | 0 | 0 | 0 | 0 | 0 | 0 | 0 | 0 | 0 | 0 | 0 | 0
PIT paid by staff (State + JST, memo) | m PLN | 6.8392 | 0 | 0 | 0 | 0 | 0.27357 | 0.27357 | 0.27357 | 0.27357 | 0.27357 | 0.27357 | 0.27357 | 0.27357 | 0.27357 | 0.27357 | 0.27357 | 0.27357 | 0.27357 | 0.27357 | 0.27357 | 0.27357 | 0.27357 | 0.27357 | 0.27357 | 0.27357 | 0.27357 | 0.27357 | 0.27357 | 0.27357 | 0.27357 | 0 | 0 | 0 | 0 | 0 | 0 | 0 | 0 | 0 | 0 | 0 | 0 | 0 | 0 | 0 | 0 | 0 | 0 | 0 | 0 | 0 | 0 | 0 | 0 | 0 | 0 | 0 | 0 | 0 | 0 | 0 | 0 | 0 | 0 | 0 | 0 | 0 | 0 | 0 | 0 | 0
Local revenue per operating year, average (m PLN) |  | 0.79741
CIT paid over life (m PLN) |  | 1.7161
EUA cost over life (m PLN) |  | 396.6195
Fund contributions over life (m PLN) |  | 0
CfD payments over life (m PLN) |  | 0
Property tax host gmina over life (m PLN) |  | 16.416
Property tax neighbours over life (m PLN) |  | 0
CIT-income shares over life (m PLN) |  | 0.50579
PIT-income shares over life (m PLN) |  | 3.2651

## Tables
1. Levelised cost breakdown, PLN/MWh (selected case; discounted at each asset's WACC)
Component | SMR · CfD (two-way, PEJ template) | SMR · fixed price = last-12-month average spot | SMR · merchant, dynamic 50–100 % dispatch | CCGT 1+1 ~300 MW · merchant dynamic | OCGT 2×150 MW · merchant dynamic | Gas engines 4×76.5 MW · merchant dynamic
Capital (overnight + other capex) | 303.9085 | 298.34 | 440.6868 | 346.9953 | 863.4203 | 391.2309
Fixed O&M | 69.9693 | 68.0072 | 73.7934 | 57.5913 | 152.8617 | 80.1517
Fuel | 31.0099 | 31 | 31.0598 | 236.0786 | 342.8443 | 280.8766
CO2 (EUA) | 0 | 0 | 0 | 212.6525 | 311.0042 | 252.9948
Variable O&M + starts | 11 | 11 | 11 | 56.4015 | 57.5792 | 39.3469
Decommissioning fund / provision | 26 | 26 | 26 | 1.89 | 5.0019 | 3.2103
Sustaining capex | 24.4964 | 24.0475 | 25.3265 | 0 | 0 | 0
Property tax, licence fee, gas capacity booking | 21.5591 | 20.962 | 21.5411 | 47.2808 | 125.2577 | 51.1357
LCOE total | 487.9431 | 479.3567 | 629.4075 | 958.89 | 1857.9693 | 1098.9469
Levelised revenue | 533.5771 | 483.39 | 401.9501 | 633.1719 | 1060.5848 | 797.0314
2. Fiscal flows over life, m PLN undiscounted (selected case)
CIT paid to State | 6250.1597 | 6188.0108 | 3301.3622 | 0 | 0 | 1.7161
EUA purchases (≈ Polish state auction revenue) | 0 | 0 | 0 | 2986.5132 | 942.7592 | 396.6195
Decommissioning fund contributions | 3738.0094 | 3841.7839 | 3647.4546 | 0 | 0 | 0
CfD payments received (+) / paid back (−) | 15881.9831 | 0 | 0 | 0 | 0 | 0
Property tax — host gmina | 1368 | 1368 | 1368 | 167.4 | 73.44 | 16.416
Property tax — neighbouring gminas | 1368 | 1368 | 1368 | 0 | 0 | 0
CIT-income shares — gmina/powiat/województwo | 1842.1523 | 1823.8348 | 973.0331 | 0 | 0 | 0.50579
PIT-income shares — gmina/powiat/województwo | 136.6188 | 136.6188 | 136.6188 | 15.8626 | 4.6646 | 3.2651

## Sources
Sources (full citations with URLs in docs/ASSUMPTIONS.md of the repository)
1. OPG, OEB filing EB-2025-0297 Exh. D2-4-1 (May 2026) — Darlington BWRX-300 unit-1 cost decomposition (5.1 core / 1.4 contingency / 1.2 IDC bn CAD).
2. World Nuclear News (2025) — Darlington 4-unit programme CAD 20.9 bn; unit 1 CAD 6.1 bn + 1.6 bn common.
3. MIT CANES ANP-TR-201 (Shirvan, Jul 2024) — BWRX-300 FOAK overnight 14,000 $/kW; O&M 28–39 $/MWh; LCOE.
4. INL/RPT-24-77048 (2024) meta-analysis; INL/RPT-23-72972 (2023) — SMR overnight 5,500–10,000 $/kW (2022$), learning 5–15 %/doubling.
5. NREL/NLR ATB 2025 nuclear; EIA AEO2025 electricity-market assumptions; Lazard LCOE+ v18 (Jun 2025) and v19 (Jul 2026).
6. IAEA ARIS BWRX-300 status report (2020); GE Vernova BWRX-300 General Description (2023/24) — 870 MWt, 50–100 % load following, ramp 0.5/2 %/min.
7. NEA (2011) Technical and Economic Aspects of Load Following; IAEA NP-T-3.23 (2018) Non-baseload operation; PNNL-30225 (2021).
8. Rozporządzenie RM 10.10.2012 (Dz.U. 2012 poz. 1213) — decommissioning fund 17.16 PLN/MWh; Prawo atomowe art. 38d, ch. 12 (300 m SDR liability).
9. EUR-Lex OJ C 2025/1389 — EC opening decision on PEJ state aid: CfD design (daily blended TGE reference, 40-y tenor), WACC table, strike 470–550 PLN/MWh.
10. OSGE press release 29 Jun 2026 (CfD application, 14 units); Bankier/PAP 7 Oct 2025 (125–145 EUR/MWh, ~2 bn EUR/unit); Bankier 19 Jul 2026 (Ministry of Energy).
11. TGE monthly reports RAPORT_2025_01…RAPORT_2026_08 (TGeBase, BASE_Y forwards); PSE open API csdac-pln (hourly SDAC prices, Jun 2024–Sep 2026); energy-charts.info (2019–2024); NBP FX.
12. URE capacity-market auction results (delivery 2027–2030: 406.35 / 244.90 / 264.90 / 465.02 PLN/kW-yr); Dz.U. 2025 poz. 1066 (KWD factors).
13. Polimex/Energa/Enea/ZE PAK/PGE investor releases 2020–2026 — Polish CCGT/OCGT EPC contract values; NIK 2018 (EC Stalowa Wola).
14. EIA AEO2025; Lazard 2025; GridLab (Sep 2025); UK DESNZ Electricity Generation Costs 2025; Gas Turbine World 2024; Wood Mackenzie (Apr 2026) — gas capex benchmarks and turbine inflation.
15. KOBiZE 2025 ETS emission factors (55.73 kg CO2/GJ); Gaz-System tariffs 18/19; TTF monthly (Protergia); Trading Economics EUA; Reuters/GMK EUA polls.
16. Ustawa o dochodach JST (Dz.U. 2024 poz. 1572); ustawa o inwestycjach w obiekty energetyki jądrowej art. 50; Dz.U. 2024 poz. 1757 (property-tax definitions); KŚT depreciation table; podatki.gov.pl PIT 2026.